## P50 - Wind or PV Only
Hourly Resource Profile
Enter Generation in P50 MWh for corresponding hours for Year 1 and Year 2 below. Example provided.
Note: P50 (Annual Expected Energy Quantity): The median or expected outcome; there is a 50% chance the actual annual generation will be higher than this value
|  | Year 1 P50 Energy Quantity | 245219.43 | Year 2 P50 Energy Quantity | 243993.44
Bidder ID #
Proposal ID #
Hour # | Month | Year 1 Hour | Year 1 Generation (MWh) | Year 2 Hour | Year 2 Generation (MWh)
| EXAMPLE | 1:00 | 0 | 1:00 | 0
2 | 1 | 1:00 | 0 | 1:00 | 0
3 | 1 | 2:00 | 0 | 2:00 | 0
4 | 1 | 3:00 | 0 | 3:00 | 0
5 | 1 | 4:00 | 0 | 4:00 | 0
6 | 1 | 5:00 | 0 | 5:00 | 0
7 | 1 | 6:00 | 0 | 6:00 | 0
8 | 1 | 7:00 | 2.69 | 7:00 | 2.68
9 | 1 | 8:00 | 27.22 | 8:00 | 27.09
10 | 1 | 9:00 | 45.92 | 9:00 | 45.69
11 | 1 | 10:00 | 45.07 | 10:00 | 44.85
12 | 1 | 11:00 | 45.34 | 11:00 | 45.12
13 | 1 | 12:00 | 45.48 | 12:00 | 45.25
14 | 1 | 13:00 | 50.66 | 13:00 | 50.41
15 | 1 | 14:00 | 51.67 | 14:00 | 51.41
16 | 1 | 15:00 | 39.21 | 15:00 | 39.01
17 | 1 | 16:00 | 9.68 | 16:00 | 9.63
18 | 1 | 17:00 | 0 | 17:00 | 0
19 | 1 | 18:00 | 0 | 18:00 | 0
20 | 1 | 19:00 | 0 | 19:00 | 0
21 | 1 | 20:00 | 0 | 20:00 | 0
22 | 1 | 21:00 | 0 | 21:00 | 0
23 | 1 | 22:00 | 0 | 22:00 | 0
24 | 1 | 23:00 | 0 | 23:00 | 0
1 | 1 | 0:00 | 0 | 0:00 | 0
2 | 1 | 1:00 | 0 | 1:00 | 0
3 | 1 | 2:00 | 0 | 2:00 | 0
4 | 1 | 3:00 | 0 | 3:00 | 0
5 | 1 | 4:00 | 0 | 4:00 | 0
6 | 1 | 5:00 | 0 | 5:00 | 0
7 | 1 | 6:00 | 0 | 6:00 | 0
8 | 1 | 7:00 | 3.65 | 7:00 | 3.63
9 | 1 | 8:00 | 35.27 | 8:00 | 35.09
10 | 1 | 9:00 | 59.11 | 9:00 | 58.81
11 | 1 | 10:00 | 54.58 | 10:00 | 54.3
12 | 1 | 11:00 | 53.89 | 11:00 | 53.63
13 | 1 | 12:00 | 52.36 | 12:00 | 52.1
14 | 1 | 13:00 | 55.01 | 13:00 | 54.73
15 | 1 | 14:00 | 53.41 | 14:00 | 53.14
16 | 1 | 15:00 | 42.14 | 15:00 | 41.93
17 | 1 | 16:00 | 10.8 | 16:00 | 10.75
18 | 1 | 17:00 | 0 | 17:00 | 0
19 | 1 | 18:00 | 0 | 18:00 | 0
20 | 1 | 19:00 | 0 | 19:00 | 0
21 | 1 | 20:00 | 0 | 20:00 | 0
22 | 1 | 21:00 | 0 | 21:00 | 0
23 | 1 | 22:00 | 0 | 22:00 | 0
24 | 1 | 23:00 | 0 | 23:00 | 0
1 | 1 | 0:00 | 0 | 0:00 | 0
2 | 1 | 1:00 | 0 | 1:00 | 0
3 | 1 | 2:00 | 0 | 2:00 | 0
4 | 1 | 3:00 | 0 | 3:00 | 0
5 | 1 | 4:00 | 0 | 4:00 | 0
6 | 1 | 5:00 | 0 | 5:00 | 0
7 | 1 | 6:00 | 0 | 6:00 | 0
8 | 1 | 7:00 | 3.9 | 7:00 | 3.88
9 | 1 | 8:00 | 37.81 | 8:00 | 37.62
10 | 1 | 9:00 | 63.95 | 9:00 | 63.63
11 | 1 | 10:00 | 63.51 | 10:00 | 63.19
12 | 1 | 11:00 | 59.56 | 11:00 | 59.27
13 | 1 | 12:00 | 56.57 | 12:00 | 56.29
14 | 1 | 13:00 | 61.53 | 13:00 | 61.22
15 | 1 | 14:00 | 65.71 | 14:00 | 65.38
16 | 1 | 15:00 | 53.16 | 15:00 | 52.9
17 | 1 | 16:00 | 13.67 | 16:00 | 13.61
18 | 1 | 17:00 | 0 | 17:00 | 0
19 | 1 | 18:00 | 0 | 18:00 | 0
20 | 1 | 19:00 | 0 | 19:00 | 0
21 | 1 | 20:00 | 0 | 20:00 | 0
22 | 1 | 21:00 | 0 | 21:00 | 0
23 | 1 | 22:00 | 0 | 22:00 | 0
24 | 1 | 23:00 | 0 | 23:00 | 0
1 | 1 | 0:00 | 0 | 0:00 | 0
2 | 1 | 1:00 | 0 | 1:00 | 0
3 | 1 | 2:00 | 0 | 2:00 | 0
4 | 1 | 3:00 | 0 | 3:00 | 0
5 | 1 | 4:00 | 0 | 4:00 | 0
6 | 1 | 5:00 | 0 | 5:00 | 0
7 | 1 | 6:00 | 0 | 6:00 | 0
8 | 1 | 7:00 | 3.42 | 7:00 | 3.41
9 | 1 | 8:00 | 30.72 | 8:00 | 30.56
10 | 1 | 9:00 | 52.77 | 9:00 | 52.51
11 | 1 | 10:00 | 52.23 | 10:00 | 51.97
12 | 1 | 11:00 | 50.23 | 11:00 | 49.98
13 | 1 | 12:00 | 52.11 | 12:00 | 51.85
14 | 1 | 13:00 | 56.94 | 13:00 | 56.66
15 | 1 | 14:00 | 61.92 | 14:00 | 61.61
16 | 1 | 15:00 | 49.35 | 15:00 | 49.1
17 | 1 | 16:00 | 12.17 | 16:00 | 12.11
18 | 1 | 17:00 | 0 | 17:00 | 0
19 | 1 | 18:00 | 0 | 18:00 | 0
20 | 1 | 19:00 | 0 | 19:00 | 0
21 | 1 | 20:00 | 0 | 20:00 | 0
22 | 1 | 21:00 | 0 | 21:00 | 0
23 | 1 | 22:00 | 0 | 22:00 | 0
24 | 1 | 23:00 | 0 | 23:00 | 0
1 | 1 | 0:00 | 0 | 0:00 | 0
2 | 1 | 1:00 | 0 | 1:00 | 0
3 | 1 | 2:00 | 0 | 2:00 | 0
4 | 1 | 3:00 | 0 | 3:00 | 0
5 | 1 | 4:00 | 0 | 4:00 | 0
6 | 1 | 5:00 | 0 | 5:00 | 0
7 | 1 | 6:00 | 0 | 6:00 | 0
8 | 1 | 7:00 | 3.12 | 7:00 | 3.11
9 | 1 | 8:00 | 29.05 | 8:00 | 28.91
10 | 1 | 9:00 | 47.84 | 9:00 | 47.6
11 | 1 | 10:00 | 49.25 | 10:00 | 49
12 | 1 | 11:00 | 49.89 | 11:00 | 49.64
13 | 1 | 12:00 | 48.02 | 12:00 | 47.78
14 | 1 | 13:00 | 49.5 | 13:00 | 49.25
15 | 1 | 14:00 | 49.73 | 14:00 | 49.48
16 | 1 | 15:00 | 41.5 | 15:00 | 41.29
17 | 1 | 16:00 | 11.93 | 16:00 | 11.87
18 | 1 | 17:00 | 0 | 17:00 | 0
19 | 1 | 18:00 | 0 | 18:00 | 0
20 | 1 | 19:00 | 0 | 19:00 | 0
21 | 1 | 20:00 | 0 | 20:00 | 0
22 | 1 | 21:00 | 0 | 21:00 | 0
23 | 1 | 22:00 | 0 | 22:00 | 0
24 | 1 | 23:00 | 0 | 23:00 | 0
1 | 1 | 0:00 | 0 | 0:00 | 0
2 | 1 | 1:00 | 0 | 1:00 | 0
3 | 1 | 2:00 | 0 | 2:00 | 0
4 | 1 | 3:00 | 0 | 3:00 | 0
5 | 1 | 4:00 | 0 | 4:00 | 0
6 | 1 | 5:00 | 0 | 5:00 | 0
7 | 1 | 6:00 | 0 | 6:00 | 0
8 | 1 | 7:00 | 3.65 | 7:00 | 3.63
9 | 1 | 8:00 | 35.86 | 8:00 | 35.68
10 | 1 | 9:00 | 59.42 | 9:00 | 59.12
11 | 1 | 10:00 | 59.15 | 10:00 | 58.86
12 | 1 | 11:00 | 58.81 | 11:00 | 58.52
13 | 1 | 12:00 | 57.63 | 12:00 | 57.35
14 | 1 | 13:00 | 60.76 | 13:00 | 60.46
15 | 1 | 14:00 | 59.81 | 14:00 | 59.51
16 | 1 | 15:00 | 51.3 | 15:00 | 51.04
17 | 1 | 16:00 | 14.33 | 16:00 | 14.26
18 | 1 | 17:00 | 0 | 17:00 | 0
19 | 1 | 18:00 | 0 | 18:00 | 0
20 | 1 | 19:00 | 0 | 19:00 | 0
21 | 1 | 20:00 | 0 | 20:00 | 0
22 | 1 | 21:00 | 0 | 21:00 | 0
23 | 1 | 22:00 | 0 | 22:00 | 0
24 | 1 | 23:00 | 0 | 23:00 | 0
1 | 1 | 0:00 | 0 | 0:00 | 0
2 | 1 | 1:00 | 0 | 1:00 | 0
3 | 1 | 2:00 | 0 | 2:00 | 0
4 | 1 | 3:00 | 0 | 3:00 | 0
5 | 1 | 4:00 | 0 | 4:00 | 0
6 | 1 | 5:00 | 0 | 5:00 | 0
7 | 1 | 6:00 | 0 | 6:00 | 0
8 | 1 | 7:00 | 3.12 | 7:00 | 3.1
9 | 1 | 8:00 | 31 | 8:00 | 30.85
10 | 1 | 9:00 | 50.97 | 9:00 | 50.72
11 | 1 | 10:00 | 52.57 | 10:00 | 52.3
12 | 1 | 11:00 | 53.43 | 11:00 | 53.16
13 | 1 | 12:00 | 52.85 | 12:00 | 52.59
14 | 1 | 13:00 | 55.28 | 13:00 | 55
15 | 1 | 14:00 | 54.23 | 14:00 | 53.96
16 | 1 | 15:00 | 48.33 | 15:00 | 48.09
17 | 1 | 16:00 | 13.31 | 16:00 | 13.24
18 | 1 | 17:00 | 0 | 17:00 | 0
19 | 1 | 18:00 | 0 | 18:00 | 0
20 | 1 | 19:00 | 0 | 19:00 | 0
21 | 1 | 20:00 | 0 | 20:00 | 0
22 | 1 | 21:00 | 0 | 21:00 | 0
23 | 1 | 22:00 | 0 | 22:00 | 0
24 | 1 | 23:00 | 0 | 23:00 | 0
1 | 1 | 0:00 | 0 | 0:00 | 0
2 | 1 | 1:00 | 0 | 1:00 | 0
3 | 1 | 2:00 | 0 | 2:00 | 0
4 | 1 | 3:00 | 0 | 3:00 | 0
5 | 1 | 4:00 | 0 | 4:00 | 0
6 | 1 | 5:00 | 0 | 5:00 | 0
7 | 1 | 6:00 | 0 | 6:00 | 0
8 | 1 | 7:00 | 3.27 | 7:00 | 3.25
9 | 1 | 8:00 | 28.44 | 8:00 | 28.3
10 | 1 | 9:00 | 46.52 | 9:00 | 46.29
11 | 1 | 10:00 | 48.81 | 10:00 | 48.56
12 | 1 | 11:00 | 47.46 | 11:00 | 47.22
13 | 1 | 12:00 | 46.2 | 12:00 | 45.97
14 | 1 | 13:00 | 44.25 | 13:00 | 44.03
15 | 1 | 14:00 | 46.23 | 14:00 | 45.99
16 | 1 | 15:00 | 40.75 | 15:00 | 40.55
17 | 1 | 16:00 | 13.15 | 16:00 | 13.09
18 | 1 | 17:00 | 0 | 17:00 | 0
19 | 1 | 18:00 | 0 | 18:00 | 0
20 | 1 | 19:00 | 0 | 19:00 | 0
21 | 1 | 20:00 | 0 | 20:00 | 0
22 | 1 | 21:00 | 0 | 21:00 | 0
23 | 1 | 22:00 | 0 | 22:00 | 0
24 | 1 | 23:00 | 0 | 23:00 | 0
1 | 1 | 0:00 | 0 | 0:00 | 0
2 | 1 | 1:00 | 0 | 1:00 | 0
3 | 1 | 2:00 | 0 | 2:00 | 0
4 | 1 | 3:00 | 0 | 3:00 | 0
5 | 1 | 4:00 | 0 | 4:00 | 0
6 | 1 | 5:00 | 0 | 5:00 | 0
7 | 1 | 6:00 | 0 | 6:00 | 0
8 | 1 | 7:00 | 2.71 | 7:00 | 2.7
9 | 1 | 8:00 | 28.31 | 8:00 | 28.17
10 | 1 | 9:00 | 46.71 | 9:00 | 46.47
11 | 1 | 10:00 | 45.91 | 10:00 | 45.68
12 | 1 | 11:00 | 45.15 | 11:00 | 44.92
13 | 1 | 12:00 | 42.67 | 12:00 | 42.45
14 | 1 | 13:00 | 44.4 | 13:00 | 44.18
15 | 1 | 14:00 | 44.41 | 14:00 | 44.19
16 | 1 | 15:00 | 38.95 | 15:00 | 38.75
17 | 1 | 16:00 | 11.52 | 16:00 | 11.46
18 | 1 | 17:00 | 0 | 17:00 | 0
19 | 1 | 18:00 | 0 | 18:00 | 0
20 | 1 | 19:00 | 0 | 19:00 | 0
21 | 1 | 20:00 | 0 | 20:00 | 0
22 | 1 | 21:00 | 0 | 21:00 | 0
23 | 1 | 22:00 | 0 | 22:00 | 0
24 | 1 | 23:00 | 0 | 23:00 | 0
1 | 1 | 0:00 | 0 | 0:00 | 0
2 | 1 | 1:00 | 0 | 1:00 | 0
3 | 1 | 2:00 | 0 | 2:00 | 0
4 | 1 | 3:00 | 0 | 3:00 | 0
5 | 1 | 4:00 | 0 | 4:00 | 0
6 | 1 | 5:00 | 0 | 5:00 | 0
7 | 1 | 6:00 | 0 | 6:00 | 0
8 | 1 | 7:00 | 3.18 | 7:00 | 3.17
9 | 1 | 8:00 | 28.43 | 8:00 | 28.29
10 | 1 | 9:00 | 46.46 | 9:00 | 46.23
11 | 1 | 10:00 | 47.96 | 10:00 | 47.72
12 | 1 | 11:00 | 48.28 | 11:00 | 48.04
13 | 1 | 12:00 | 48.98 | 12:00 | 48.74
14 | 1 | 13:00 | 49.38 | 13:00 | 49.13
15 | 1 | 14:00 | 47.26 | 14:00 | 47.03
16 | 1 | 15:00 | 40.16 | 15:00 | 39.96
17 | 1 | 16:00 | 12 | 16:00 | 11.94
18 | 1 | 17:00 | 0 | 17:00 | 0
19 | 1 | 18:00 | 0 | 18:00 | 0
20 | 1 | 19:00 | 0 | 19:00 | 0
21 | 1 | 20:00 | 0 | 20:00 | 0
22 | 1 | 21:00 | 0 | 21:00 | 0
23 | 1 | 22:00 | 0 | 22:00 | 0
24 | 1 | 23:00 | 0 | 23:00 | 0
1 | 1 | 0:00 | 0 | 0:00 | 0
2 | 1 | 1:00 | 0 | 1:00 | 0
3 | 1 | 2:00 | 0 | 2:00 | 0
4 | 1 | 3:00 | 0 | 3:00 | 0
5 | 1 | 4:00 | 0 | 4:00 | 0
6 | 1 | 5:00 | 0 | 5:00 | 0
7 | 1 | 6:00 | 0 | 6:00 | 0
8 | 1 | 7:00 | 3.99 | 7:00 | 3.97
9 | 1 | 8:00 | 37.08 | 8:00 | 36.89
10 | 1 | 9:00 | 62.42 | 9:00 | 62.1
11 | 1 | 10:00 | 63.79 | 10:00 | 63.48
12 | 1 | 11:00 | 60.83 | 11:00 | 60.53
13 | 1 | 12:00 | 57.9 | 12:00 | 57.61
14 | 1 | 13:00 | 56.91 | 13:00 | 56.62
15 | 1 | 14:00 | 55.62 | 14:00 | 55.34
16 | 1 | 15:00 | 53.58 | 15:00 | 53.31
17 | 1 | 16:00 | 17.31 | 16:00 | 17.23
18 | 1 | 17:00 | 0 | 17:00 | 0
19 | 1 | 18:00 | 0 | 18:00 | 0
20 | 1 | 19:00 | 0 | 19:00 | 0
21 | 1 | 20:00 | 0 | 20:00 | 0
22 | 1 | 21:00 | 0 | 21:00 | 0
23 | 1 | 22:00 | 0 | 22:00 | 0
24 | 1 | 23:00 | 0 | 23:00 | 0
1 | 1 | 0:00 | 0 | 0:00 | 0
2 | 1 | 1:00 | 0 | 1:00 | 0
3 | 1 | 2:00 | 0 | 2:00 | 0
4 | 1 | 3:00 | 0 | 3:00 | 0
5 | 1 | 4:00 | 0 | 4:00 | 0
6 | 1 | 5:00 | 0 | 5:00 | 0
7 | 1 | 6:00 | 0 | 6:00 | 0
8 | 1 | 7:00 | 3.18 | 7:00 | 3.16
9 | 1 | 8:00 | 27.24 | 8:00 | 27.11
10 | 1 | 9:00 | 43.51 | 9:00 | 43.3
11 | 1 | 10:00 | 49.23 | 10:00 | 48.99
12 | 1 | 11:00 | 50.08 | 11:00 | 49.83
13 | 1 | 12:00 | 45.28 | 12:00 | 45.05
14 | 1 | 13:00 | 46.81 | 13:00 | 46.57
15 | 1 | 14:00 | 45.98 | 14:00 | 45.75
16 | 1 | 15:00 | 41.18 | 15:00 | 40.97
17 | 1 | 16:00 | 14.05 | 16:00 | 13.98
18 | 1 | 17:00 | 0 | 17:00 | 0
19 | 1 | 18:00 | 0 | 18:00 | 0
20 | 1 | 19:00 | 0 | 19:00 | 0
21 | 1 | 20:00 | 0 | 20:00 | 0
22 | 1 | 21:00 | 0 | 21:00 | 0
23 | 1 | 22:00 | 0 | 22:00 | 0
24 | 1 | 23:00 | 0 | 23:00 | 0
1 | 1 | 0:00 | 0 | 0:00 | 0
2 | 1 | 1:00 | 0 | 1:00 | 0
3 | 1 | 2:00 | 0 | 2:00 | 0
4 | 1 | 3:00 | 0 | 3:00 | 0
5 | 1 | 4:00 | 0 | 4:00 | 0
6 | 1 | 5:00 | 0 | 5:00 | 0
7 | 1 | 6:00 | 0 | 6:00 | 0
8 | 1 | 7:00 | 3.29 | 7:00 | 3.27
9 | 1 | 8:00 | 32.47 | 8:00 | 32.31
10 | 1 | 9:00 | 55.1 | 9:00 | 54.82
11 | 1 | 10:00 | 54.34 | 10:00 | 54.07
12 | 1 | 11:00 | 52.92 | 11:00 | 52.66
13 | 1 | 12:00 | 47.41 | 12:00 | 47.17
14 | 1 | 13:00 | 53.18 | 13:00 | 52.92
15 | 1 | 14:00 | 60.18 | 14:00 | 59.88
16 | 1 | 15:00 | 55.77 | 15:00 | 55.49
17 | 1 | 16:00 | 18.32 | 16:00 | 18.23
18 | 1 | 17:00 | 0 | 17:00 | 0
19 | 1 | 18:00 | 0 | 18:00 | 0
20 | 1 | 19:00 | 0 | 19:00 | 0
21 | 1 | 20:00 | 0 | 20:00 | 0
22 | 1 | 21:00 | 0 | 21:00 | 0
23 | 1 | 22:00 | 0 | 22:00 | 0
24 | 1 | 23:00 | 0 | 23:00 | 0
1 | 1 | 0:00 | 0 | 0:00 | 0
2 | 1 | 1:00 | 0 | 1:00 | 0
3 | 1 | 2:00 | 0 | 2:00 | 0
4 | 1 | 3:00 | 0 | 3:00 | 0
5 | 1 | 4:00 | 0 | 4:00 | 0
6 | 1 | 5:00 | 0 | 5:00 | 0
7 | 1 | 6:00 | 0 | 6:00 | 0
8 | 1 | 7:00 | 3.96 | 7:00 | 3.94
9 | 1 | 8:00 | 35.71 | 8:00 | 35.54
10 | 1 | 9:00 | 56.33 | 9:00 | 56.05
11 | 1 | 10:00 | 57.01 | 10:00 | 56.72
12 | 1 | 11:00 | 57.08 | 11:00 | 56.8
13 | 1 | 12:00 | 56.58 | 12:00 | 56.3
14 | 1 | 13:00 | 59.89 | 13:00 | 59.59
15 | 1 | 14:00 | 65.42 | 14:00 | 65.09
16 | 1 | 15:00 | 58.5 | 15:00 | 58.21
17 | 1 | 16:00 | 18.65 | 16:00 | 18.56
18 | 1 | 17:00 | 0 | 17:00 | 0
19 | 1 | 18:00 | 0 | 18:00 | 0
20 | 1 | 19:00 | 0 | 19:00 | 0
21 | 1 | 20:00 | 0 | 20:00 | 0
22 | 1 | 21:00 | 0 | 21:00 | 0
23 | 1 | 22:00 | 0 | 22:00 | 0
24 | 1 | 23:00 | 0 | 23:00 | 0
1 | 1 | 0:00 | 0 | 0:00 | 0
2 | 1 | 1:00 | 0 | 1:00 | 0
3 | 1 | 2:00 | 0 | 2:00 | 0
4 | 1 | 3:00 | 0 | 3:00 | 0
5 | 1 | 4:00 | 0 | 4:00 | 0
6 | 1 | 5:00 | 0 | 5:00 | 0
7 | 1 | 6:00 | 0 | 6:00 | 0
8 | 1 | 7:00 | 3.8 | 7:00 | 3.78
9 | 1 | 8:00 | 35.61 | 8:00 | 35.43
10 | 1 | 9:00 | 58.02 | 9:00 | 57.73
11 | 1 | 10:00 | 60.53 | 10:00 | 60.22
12 | 1 | 11:00 | 60.29 | 11:00 | 59.99
13 | 1 | 12:00 | 56.15 | 12:00 | 55.87
14 | 1 | 13:00 | 57.87 | 13:00 | 57.58
15 | 1 | 14:00 | 59.72 | 14:00 | 59.42
16 | 1 | 15:00 | 52.86 | 15:00 | 52.6
17 | 1 | 16:00 | 18.25 | 16:00 | 18.16
18 | 1 | 17:00 | 0 | 17:00 | 0
19 | 1 | 18:00 | 0 | 18:00 | 0
20 | 1 | 19:00 | 0 | 19:00 | 0
21 | 1 | 20:00 | 0 | 20:00 | 0
22 | 1 | 21:00 | 0 | 21:00 | 0
23 | 1 | 22:00 | 0 | 22:00 | 0
24 | 1 | 23:00 | 0 | 23:00 | 0
1 | 1 | 0:00 | 0 | 0:00 | 0
2 | 1 | 1:00 | 0 | 1:00 | 0
3 | 1 | 2:00 | 0 | 2:00 | 0
4 | 1 | 3:00 | 0 | 3:00 | 0
5 | 1 | 4:00 | 0 | 4:00 | 0
6 | 1 | 5:00 | 0 | 5:00 | 0
7 | 1 | 6:00 | 0 | 6:00 | 0
8 | 1 | 7:00 | 2.34 | 7:00 | 2.33
9 | 1 | 8:00 | 20.65 | 8:00 | 20.55
10 | 1 | 9:00 | 34.57 | 9:00 | 34.39
11 | 1 | 10:00 | 44.47 | 10:00 | 44.25
12 | 1 | 11:00 | 47.55 | 11:00 | 47.31
13 | 1 | 12:00 | 43.31 | 12:00 | 43.1
14 | 1 | 13:00 | 39.41 | 13:00 | 39.22
15 | 1 | 14:00 | 37.9 | 14:00 | 37.71
16 | 1 | 15:00 | 32.67 | 15:00 | 32.51
17 | 1 | 16:00 | 12.72 | 16:00 | 12.66
18 | 1 | 17:00 | 0 | 17:00 | 0
19 | 1 | 18:00 | 0 | 18:00 | 0
20 | 1 | 19:00 | 0 | 19:00 | 0
21 | 1 | 20:00 | 0 | 20:00 | 0
22 | 1 | 21:00 | 0 | 21:00 | 0
23 | 1 | 22:00 | 0 | 22:00 | 0
24 | 1 | 23:00 | 0 | 23:00 | 0
1 | 1 | 0:00 | 0 | 0:00 | 0
2 | 1 | 1:00 | 0 | 1:00 | 0
3 | 1 | 2:00 | 0 | 2:00 | 0
4 | 1 | 3:00 | 0 | 3:00 | 0
5 | 1 | 4:00 | 0 | 4:00 | 0
6 | 1 | 5:00 | 0 | 5:00 | 0
7 | 1 | 6:00 | 0 | 6:00 | 0
8 | 1 | 7:00 | 3.36 | 7:00 | 3.35
9 | 1 | 8:00 | 29.16 | 8:00 | 29.01
10 | 1 | 9:00 | 44.75 | 9:00 | 44.52
11 | 1 | 10:00 | 49.52 | 10:00 | 49.28
12 | 1 | 11:00 | 50.12 | 11:00 | 49.87
13 | 1 | 12:00 | 48.78 | 12:00 | 48.54
14 | 1 | 13:00 | 47.93 | 13:00 | 47.69
15 | 1 | 14:00 | 50.77 | 14:00 | 50.52
16 | 1 | 15:00 | 46.88 | 15:00 | 46.65
17 | 1 | 16:00 | 17.16 | 16:00 | 17.08
18 | 1 | 17:00 | 0 | 17:00 | 0
19 | 1 | 18:00 | 0 | 18:00 | 0
20 | 1 | 19:00 | 0 | 19:00 | 0
21 | 1 | 20:00 | 0 | 20:00 | 0
22 | 1 | 21:00 | 0 | 21:00 | 0
23 | 1 | 22:00 | 0 | 22:00 | 0
24 | 1 | 23:00 | 0 | 23:00 | 0
1 | 1 | 0:00 | 0 | 0:00 | 0
2 | 1 | 1:00 | 0 | 1:00 | 0
3 | 1 | 2:00 | 0 | 2:00 | 0
4 | 1 | 3:00 | 0 | 3:00 | 0
5 | 1 | 4:00 | 0 | 4:00 | 0
6 | 1 | 5:00 | 0 | 5:00 | 0
7 | 1 | 6:00 | 0 | 6:00 | 0
8 | 1 | 7:00 | 3.86 | 7:00 | 3.84
9 | 1 | 8:00 | 35.41 | 8:00 | 35.23
10 | 1 | 9:00 | 57.57 | 9:00 | 57.28
11 | 1 | 10:00 | 62.22 | 10:00 | 61.91
12 | 1 | 11:00 | 62.09 | 11:00 | 61.78
13 | 1 | 12:00 | 61.65 | 12:00 | 61.34
14 | 1 | 13:00 | 60.84 | 13:00 | 60.54
15 | 1 | 14:00 | 57.02 | 14:00 | 56.74
16 | 1 | 15:00 | 52.35 | 15:00 | 52.09
17 | 1 | 16:00 | 19.04 | 16:00 | 18.95
18 | 1 | 17:00 | 0 | 17:00 | 0
19 | 1 | 18:00 | 0 | 18:00 | 0
20 | 1 | 19:00 | 0 | 19:00 | 0
21 | 1 | 20:00 | 0 | 20:00 | 0
22 | 1 | 21:00 | 0 | 21:00 | 0
23 | 1 | 22:00 | 0 | 22:00 | 0
24 | 1 | 23:00 | 0 | 23:00 | 0
1 | 1 | 0:00 | 0 | 0:00 | 0
2 | 1 | 1:00 | 0 | 1:00 | 0
3 | 1 | 2:00 | 0 | 2:00 | 0
4 | 1 | 3:00 | 0 | 3:00 | 0
5 | 1 | 4:00 | 0 | 4:00 | 0
6 | 1 | 5:00 | 0 | 5:00 | 0
7 | 1 | 6:00 | 0 | 6:00 | 0
8 | 1 | 7:00 | 3.93 | 7:00 | 3.91
9 | 1 | 8:00 | 33.8 | 8:00 | 33.63
10 | 1 | 9:00 | 58.2 | 9:00 | 57.9
11 | 1 | 10:00 | 63.82 | 10:00 | 63.5
12 | 1 | 11:00 | 60.5 | 11:00 | 60.2
13 | 1 | 12:00 | 56.73 | 12:00 | 56.45
14 | 1 | 13:00 | 53.61 | 13:00 | 53.34
15 | 1 | 14:00 | 59.92 | 14:00 | 59.62
16 | 1 | 15:00 | 53.23 | 15:00 | 52.96
17 | 1 | 16:00 | 20.05 | 16:00 | 19.95
18 | 1 | 17:00 | 0 | 17:00 | 0
19 | 1 | 18:00 | 0 | 18:00 | 0
20 | 1 | 19:00 | 0 | 19:00 | 0
21 | 1 | 20:00 | 0 | 20:00 | 0
22 | 1 | 21:00 | 0 | 21:00 | 0
23 | 1 | 22:00 | 0 | 22:00 | 0
24 | 1 | 23:00 | 0 | 23:00 | 0
1 | 1 | 0:00 | 0 | 0:00 | 0
2 | 1 | 1:00 | 0 | 1:00 | 0
3 | 1 | 2:00 | 0 | 2:00 | 0
4 | 1 | 3:00 | 0 | 3:00 | 0
5 | 1 | 4:00 | 0 | 4:00 | 0
6 | 1 | 5:00 | 0 | 5:00 | 0
7 | 1 | 6:00 | 0 | 6:00 | 0
8 | 1 | 7:00 | 4.59 | 7:00 | 4.57
9 | 1 | 8:00 | 35.38 | 8:00 | 35.21
10 | 1 | 9:00 | 54.55 | 9:00 | 54.28
11 | 1 | 10:00 | 53.69 | 10:00 | 53.43
12 | 1 | 11:00 | 54.15 | 11:00 | 53.88
13 | 1 | 12:00 | 50.62 | 12:00 | 50.36
14 | 1 | 13:00 | 53.56 | 13:00 | 53.3
15 | 1 | 14:00 | 52.95 | 14:00 | 52.69
16 | 1 | 15:00 | 52.18 | 15:00 | 51.92
17 | 1 | 16:00 | 19.92 | 16:00 | 19.82
18 | 1 | 17:00 | 0 | 17:00 | 0
19 | 1 | 18:00 | 0 | 18:00 | 0
20 | 1 | 19:00 | 0 | 19:00 | 0
21 | 1 | 20:00 | 0 | 20:00 | 0
22 | 1 | 21:00 | 0 | 21:00 | 0
23 | 1 | 22:00 | 0 | 22:00 | 0
24 | 1 | 23:00 | 0 | 23:00 | 0
1 | 1 | 0:00 | 0 | 0:00 | 0
2 | 1 | 1:00 | 0 | 1:00 | 0
3 | 1 | 2:00 | 0 | 2:00 | 0
4 | 1 | 3:00 | 0 | 3:00 | 0
5 | 1 | 4:00 | 0 | 4:00 | 0
6 | 1 | 5:00 | 0 | 5:00 | 0
7 | 1 | 6:00 | 0 | 6:00 | 0
8 | 1 | 7:00 | 4.18 | 7:00 | 4.16
9 | 1 | 8:00 | 33.95 | 8:00 | 33.78
10 | 1 | 9:00 | 54.53 | 9:00 | 54.25
11 | 1 | 10:00 | 55.61 | 10:00 | 55.33
12 | 1 | 11:00 | 51.12 | 11:00 | 50.87
13 | 1 | 12:00 | 48.89 | 12:00 | 48.64
14 | 1 | 13:00 | 48.13 | 13:00 | 47.89
15 | 1 | 14:00 | 51.58 | 14:00 | 51.33
16 | 1 | 15:00 | 46.21 | 15:00 | 45.98
17 | 1 | 16:00 | 18.61 | 16:00 | 18.51
18 | 1 | 17:00 | 0 | 17:00 | 0
19 | 1 | 18:00 | 0 | 18:00 | 0
20 | 1 | 19:00 | 0 | 19:00 | 0
21 | 1 | 20:00 | 0 | 20:00 | 0
22 | 1 | 21:00 | 0 | 21:00 | 0
23 | 1 | 22:00 | 0 | 22:00 | 0
24 | 1 | 23:00 | 0 | 23:00 | 0
1 | 1 | 0:00 | 0 | 0:00 | 0
2 | 1 | 1:00 | 0 | 1:00 | 0
3 | 1 | 2:00 | 0 | 2:00 | 0
4 | 1 | 3:00 | 0 | 3:00 | 0
5 | 1 | 4:00 | 0 | 4:00 | 0
6 | 1 | 5:00 | 0 | 5:00 | 0
7 | 1 | 6:00 | 0 | 6:00 | 0
8 | 1 | 7:00 | 4.08 | 7:00 | 4.06
9 | 1 | 8:00 | 30.29 | 8:00 | 30.14
10 | 1 | 9:00 | 47.64 | 9:00 | 47.4
11 | 1 | 10:00 | 51.78 | 10:00 | 51.52
12 | 1 | 11:00 | 50.09 | 11:00 | 49.83
13 | 1 | 12:00 | 44.5 | 12:00 | 44.28
14 | 1 | 13:00 | 44.24 | 13:00 | 44.02
15 | 1 | 14:00 | 46.45 | 14:00 | 46.21
16 | 1 | 15:00 | 42.63 | 15:00 | 42.42
17 | 1 | 16:00 | 16.87 | 16:00 | 16.78
18 | 1 | 17:00 | 0 | 17:00 | 0
19 | 1 | 18:00 | 0 | 18:00 | 0
20 | 1 | 19:00 | 0 | 19:00 | 0
21 | 1 | 20:00 | 0 | 20:00 | 0
22 | 1 | 21:00 | 0 | 21:00 | 0
23 | 1 | 22:00 | 0 | 22:00 | 0
24 | 1 | 23:00 | 0 | 23:00 | 0
1 | 1 | 0:00 | 0 | 0:00 | 0
2 | 1 | 1:00 | 0 | 1:00 | 0
3 | 1 | 2:00 | 0 | 2:00 | 0
4 | 1 | 3:00 | 0 | 3:00 | 0
5 | 1 | 4:00 | 0 | 4:00 | 0
6 | 1 | 5:00 | 0 | 5:00 | 0
7 | 1 | 6:00 | 0 | 6:00 | 0
8 | 1 | 7:00 | 3.69 | 7:00 | 3.67
9 | 1 | 8:00 | 27.29 | 8:00 | 27.15
10 | 1 | 9:00 | 44.14 | 9:00 | 43.92
11 | 1 | 10:00 | 51.04 | 10:00 | 50.78
12 | 1 | 11:00 | 55.75 | 11:00 | 55.47
13 | 1 | 12:00 | 55.67 | 12:00 | 55.39
14 | 1 | 13:00 | 53.23 | 13:00 | 52.96
15 | 1 | 14:00 | 55.46 | 14:00 | 55.18
16 | 1 | 15:00 | 51.55 | 15:00 | 51.3
17 | 1 | 16:00 | 19.95 | 16:00 | 19.85
18 | 1 | 17:00 | 0 | 17:00 | 0
19 | 1 | 18:00 | 0 | 18:00 | 0
20 | 1 | 19:00 | 0 | 19:00 | 0
21 | 1 | 20:00 | 0 | 20:00 | 0
22 | 1 | 21:00 | 0 | 21:00 | 0
23 | 1 | 22:00 | 0 | 22:00 | 0
24 | 1 | 23:00 | 0 | 23:00 | 0
1 | 1 | 0:00 | 0 | 0:00 | 0
2 | 1 | 1:00 | 0 | 1:00 | 0
3 | 1 | 2:00 | 0 | 2:00 | 0
4 | 1 | 3:00 | 0 | 3:00 | 0
5 | 1 | 4:00 | 0 | 4:00 | 0
6 | 1 | 5:00 | 0 | 5:00 | 0
7 | 1 | 6:00 | 0 | 6:00 | 0
8 | 1 | 7:00 | 6.01 | 7:00 | 5.98
9 | 1 | 8:00 | 43.2 | 8:00 | 42.98
10 | 1 | 9:00 | 65.6 | 9:00 | 65.27
11 | 1 | 10:00 | 66.48 | 10:00 | 66.15
12 | 1 | 11:00 | 62.19 | 11:00 | 61.88
13 | 1 | 12:00 | 62.75 | 12:00 | 62.44
14 | 1 | 13:00 | 61.04 | 13:00 | 60.73
15 | 1 | 14:00 | 63.57 | 14:00 | 63.25
16 | 1 | 15:00 | 58.53 | 15:00 | 58.24
17 | 1 | 16:00 | 25.07 | 16:00 | 24.95
18 | 1 | 17:00 | 0 | 17:00 | 0
19 | 1 | 18:00 | 0 | 18:00 | 0
20 | 1 | 19:00 | 0 | 19:00 | 0
21 | 1 | 20:00 | 0 | 20:00 | 0
22 | 1 | 21:00 | 0 | 21:00 | 0
23 | 1 | 22:00 | 0 | 22:00 | 0
24 | 1 | 23:00 | 0 | 23:00 | 0
1 | 1 | 0:00 | 0 | 0:00 | 0
2 | 1 | 1:00 | 0 | 1:00 | 0
3 | 1 | 2:00 | 0 | 2:00 | 0
4 | 1 | 3:00 | 0 | 3:00 | 0
5 | 1 | 4:00 | 0 | 4:00 | 0
6 | 1 | 5:00 | 0 | 5:00 | 0
7 | 1 | 6:00 | 0 | 6:00 | 0
8 | 1 | 7:00 | 4.32 | 7:00 | 4.3
9 | 1 | 8:00 | 33.14 | 8:00 | 32.97
10 | 1 | 9:00 | 57.09 | 9:00 | 56.8
11 | 1 | 10:00 | 59.68 | 10:00 | 59.39
12 | 1 | 11:00 | 57.27 | 11:00 | 56.98
13 | 1 | 12:00 | 55.85 | 12:00 | 55.57
14 | 1 | 13:00 | 51.79 | 13:00 | 51.53
15 | 1 | 14:00 | 51.99 | 14:00 | 51.73
16 | 1 | 15:00 | 54.37 | 15:00 | 54.1
17 | 1 | 16:00 | 24.28 | 16:00 | 24.16
18 | 1 | 17:00 | 0.04 | 17:00 | 0.04
19 | 1 | 18:00 | 0 | 18:00 | 0
20 | 1 | 19:00 | 0 | 19:00 | 0
21 | 1 | 20:00 | 0 | 20:00 | 0
22 | 1 | 21:00 | 0 | 21:00 | 0
23 | 1 | 22:00 | 0 | 22:00 | 0
24 | 1 | 23:00 | 0 | 23:00 | 0
1 | 1 | 0:00 | 0 | 0:00 | 0
2 | 1 | 1:00 | 0 | 1:00 | 0
3 | 1 | 2:00 | 0 | 2:00 | 0
4 | 1 | 3:00 | 0 | 3:00 | 0
5 | 1 | 4:00 | 0 | 4:00 | 0
6 | 1 | 5:00 | 0 | 5:00 | 0
7 | 1 | 6:00 | 0 | 6:00 | 0
8 | 1 | 7:00 | 5.93 | 7:00 | 5.91
9 | 1 | 8:00 | 43.38 | 8:00 | 43.16
10 | 1 | 9:00 | 69.43 | 9:00 | 69.08
11 | 1 | 10:00 | 70.9 | 10:00 | 70.55
12 | 1 | 11:00 | 66.98 | 11:00 | 66.64
13 | 1 | 12:00 | 61.68 | 12:00 | 61.37
14 | 1 | 13:00 | 62.73 | 13:00 | 62.42
15 | 1 | 14:00 | 64.54 | 14:00 | 64.22
16 | 1 | 15:00 | 61 | 15:00 | 60.7
17 | 1 | 16:00 | 27.92 | 16:00 | 27.78
18 | 1 | 17:00 | 0.21 | 17:00 | 0.21
19 | 1 | 18:00 | 0 | 18:00 | 0
20 | 1 | 19:00 | 0 | 19:00 | 0
21 | 1 | 20:00 | 0 | 20:00 | 0
22 | 1 | 21:00 | 0 | 21:00 | 0
23 | 1 | 22:00 | 0 | 22:00 | 0
24 | 1 | 23:00 | 0 | 23:00 | 0
1 | 1 | 0:00 | 0 | 0:00 | 0
2 | 1 | 1:00 | 0 | 1:00 | 0
3 | 1 | 2:00 | 0 | 2:00 | 0
4 | 1 | 3:00 | 0 | 3:00 | 0
5 | 1 | 4:00 | 0 | 4:00 | 0
6 | 1 | 5:00 | 0 | 5:00 | 0
7 | 1 | 6:00 | 0 | 6:00 | 0
8 | 1 | 7:00 | 4.93 | 7:00 | 4.9
9 | 1 | 8:00 | 34.74 | 8:00 | 34.56
10 | 1 | 9:00 | 55.02 | 9:00 | 54.74
11 | 1 | 10:00 | 59.73 | 10:00 | 59.43
12 | 1 | 11:00 | 61.15 | 11:00 | 60.84
13 | 1 | 12:00 | 57.63 | 12:00 | 57.34
14 | 1 | 13:00 | 59.05 | 13:00 | 58.76
15 | 1 | 14:00 | 60.82 | 14:00 | 60.52
16 | 1 | 15:00 | 57.19 | 15:00 | 56.91
17 | 1 | 16:00 | 24.28 | 16:00 | 24.16
18 | 1 | 17:00 | 0.38 | 17:00 | 0.38
19 | 1 | 18:00 | 0 | 18:00 | 0
20 | 1 | 19:00 | 0 | 19:00 | 0
21 | 1 | 20:00 | 0 | 20:00 | 0
22 | 1 | 21:00 | 0 | 21:00 | 0
23 | 1 | 22:00 | 0 | 22:00 | 0
24 | 1 | 23:00 | 0 | 23:00 | 0
1 | 1 | 0:00 | 0 | 0:00 | 0
2 | 1 | 1:00 | 0 | 1:00 | 0
3 | 1 | 2:00 | 0 | 2:00 | 0
4 | 1 | 3:00 | 0 | 3:00 | 0
5 | 1 | 4:00 | 0 | 4:00 | 0
6 | 1 | 5:00 | 0 | 5:00 | 0
7 | 1 | 6:00 | 0 | 6:00 | 0
8 | 1 | 7:00 | 4.44 | 7:00 | 4.42
9 | 1 | 8:00 | 29.46 | 8:00 | 29.31
10 | 1 | 9:00 | 46.66 | 9:00 | 46.43
11 | 1 | 10:00 | 49.96 | 10:00 | 49.71
12 | 1 | 11:00 | 49.47 | 11:00 | 49.22
13 | 1 | 12:00 | 45.68 | 12:00 | 45.45
14 | 1 | 13:00 | 44.96 | 13:00 | 44.73
15 | 1 | 14:00 | 46.76 | 14:00 | 46.52
16 | 1 | 15:00 | 43.67 | 15:00 | 43.45
17 | 1 | 16:00 | 20.43 | 16:00 | 20.33
18 | 1 | 17:00 | 0.35 | 17:00 | 0.35
19 | 1 | 18:00 | 0 | 18:00 | 0
20 | 1 | 19:00 | 0 | 19:00 | 0
21 | 1 | 20:00 | 0 | 20:00 | 0
22 | 1 | 21:00 | 0 | 21:00 | 0
23 | 1 | 22:00 | 0 | 22:00 | 0
24 | 1 | 23:00 | 0 | 23:00 | 0
1 | 1 | 0:00 | 0 | 0:00 | 0
2 | 1 | 1:00 | 0 | 1:00 | 0
3 | 1 | 2:00 | 0 | 2:00 | 0
4 | 1 | 3:00 | 0 | 3:00 | 0
5 | 1 | 4:00 | 0 | 4:00 | 0
6 | 1 | 5:00 | 0 | 5:00 | 0
7 | 1 | 6:00 | 0 | 6:00 | 0
8 | 1 | 7:00 | 4.37 | 7:00 | 4.35
9 | 1 | 8:00 | 30.77 | 8:00 | 30.61
10 | 1 | 9:00 | 45.72 | 9:00 | 45.49
11 | 1 | 10:00 | 48.42 | 10:00 | 48.18
12 | 1 | 11:00 | 45.99 | 11:00 | 45.76
13 | 1 | 12:00 | 46.34 | 12:00 | 46.11
14 | 1 | 13:00 | 46.36 | 13:00 | 46.13
15 | 1 | 14:00 | 40.81 | 14:00 | 40.61
16 | 1 | 15:00 | 40.81 | 15:00 | 40.6
17 | 1 | 16:00 | 19.81 | 16:00 | 19.71
18 | 1 | 17:00 | 0.48 | 17:00 | 0.47
19 | 1 | 18:00 | 0 | 18:00 | 0
20 | 1 | 19:00 | 0 | 19:00 | 0
21 | 1 | 20:00 | 0 | 20:00 | 0
22 | 1 | 21:00 | 0 | 21:00 | 0
23 | 1 | 22:00 | 0 | 22:00 | 0
24 | 1 | 23:00 | 0 | 23:00 | 0
1 | 1 | 0:00 | 0 | 0:00 | 0
2 | 1 | 1:00 | 0 | 1:00 | 0
3 | 1 | 2:00 | 0 | 2:00 | 0
4 | 1 | 3:00 | 0 | 3:00 | 0
5 | 1 | 4:00 | 0 | 4:00 | 0
6 | 1 | 5:00 | 0 | 5:00 | 0
7 | 1 | 6:00 | 0 | 6:00 | 0
8 | 1 | 7:00 | 5.42 | 7:00 | 5.4
9 | 1 | 8:00 | 33.34 | 8:00 | 33.17
10 | 1 | 9:00 | 55.23 | 9:00 | 54.95
11 | 1 | 10:00 | 55.22 | 10:00 | 54.95
12 | 1 | 11:00 | 54.48 | 11:00 | 54.2
13 | 1 | 12:00 | 55.13 | 12:00 | 54.85
14 | 1 | 13:00 | 56.4 | 13:00 | 56.11
15 | 1 | 14:00 | 60.26 | 14:00 | 59.96
16 | 1 | 15:00 | 56.06 | 15:00 | 55.78
17 | 1 | 16:00 | 27.45 | 16:00 | 27.31
18 | 1 | 17:00 | 0.78 | 17:00 | 0.78
19 | 1 | 18:00 | 0 | 18:00 | 0
20 | 1 | 19:00 | 0 | 19:00 | 0
21 | 1 | 20:00 | 0 | 20:00 | 0
22 | 1 | 21:00 | 0 | 21:00 | 0
23 | 1 | 22:00 | 0 | 22:00 | 0
24 | 1 | 23:00 | 0 | 23:00 | 0
1 | 1 | 0:00 | 0 | 0:00 | 0
2 | 1 | 1:00 | 0 | 1:00 | 0
3 | 1 | 2:00 | 0 | 2:00 | 0
4 | 1 | 3:00 | 0 | 3:00 | 0
5 | 1 | 4:00 | 0 | 4:00 | 0
6 | 1 | 5:00 | 0 | 5:00 | 0
7 | 1 | 6:00 | 0 | 6:00 | 0
8 | 1 | 7:00 | 5.53 | 7:00 | 5.5
9 | 1 | 8:00 | 31.94 | 8:00 | 31.78
10 | 1 | 9:00 | 39.93 | 9:00 | 39.73
11 | 1 | 10:00 | 40.17 | 10:00 | 39.97
12 | 1 | 11:00 | 44.71 | 11:00 | 44.48
13 | 1 | 12:00 | 46.79 | 12:00 | 46.55
14 | 1 | 13:00 | 46.61 | 13:00 | 46.38
15 | 1 | 14:00 | 46.76 | 14:00 | 46.53
16 | 1 | 15:00 | 46.69 | 15:00 | 46.46
17 | 1 | 16:00 | 23.48 | 16:00 | 23.36
18 | 1 | 17:00 | 0.75 | 17:00 | 0.75
19 | 1 | 18:00 | 0 | 18:00 | 0
20 | 1 | 19:00 | 0 | 19:00 | 0
21 | 1 | 20:00 | 0 | 20:00 | 0
22 | 1 | 21:00 | 0 | 21:00 | 0
23 | 1 | 22:00 | 0 | 22:00 | 0
24 | 1 | 23:00 | 0 | 23:00 | 0
1 | 1 | 0:00 | 0 | 0:00 | 0
2 | 1 | 1:00 | 0 | 1:00 | 0
3 | 1 | 2:00 | 0 | 2:00 | 0
4 | 1 | 3:00 | 0 | 3:00 | 0
5 | 1 | 4:00 | 0 | 4:00 | 0
6 | 1 | 5:00 | 0 | 5:00 | 0
7 | 1 | 6:00 | 0 | 6:00 | 0
8 | 1 | 7:00 | 6.34 | 7:00 | 6.31
9 | 1 | 8:00 | 37.52 | 8:00 | 37.33
10 | 1 | 9:00 | 53.75 | 9:00 | 53.48
11 | 1 | 10:00 | 50.77 | 10:00 | 50.52
12 | 1 | 11:00 | 51.23 | 11:00 | 50.98
13 | 1 | 12:00 | 52.29 | 12:00 | 52.02
14 | 1 | 13:00 | 50.96 | 13:00 | 50.7
15 | 1 | 14:00 | 48.61 | 14:00 | 48.37
16 | 1 | 15:00 | 44.27 | 15:00 | 44.05
17 | 1 | 16:00 | 21.65 | 16:00 | 21.54
18 | 1 | 17:00 | 0.78 | 17:00 | 0.78
19 | 1 | 18:00 | 0 | 18:00 | 0
20 | 1 | 19:00 | 0 | 19:00 | 0
21 | 1 | 20:00 | 0 | 20:00 | 0
22 | 1 | 21:00 | 0 | 21:00 | 0
23 | 1 | 22:00 | 0 | 22:00 | 0
24 | 1 | 23:00 | 0 | 23:00 | 0
1 | 2 | 0:00 | 0 | 0:00 | 0
2 | 2 | 1:00 | 0 | 1:00 | 0
3 | 2 | 2:00 | 0 | 2:00 | 0
4 | 2 | 3:00 | 0 | 3:00 | 0
5 | 2 | 4:00 | 0 | 4:00 | 0
6 | 2 | 5:00 | 0 | 5:00 | 0
7 | 2 | 6:00 | 0 | 6:00 | 0
8 | 2 | 7:00 | 6.68 | 7:00 | 6.64
9 | 2 | 8:00 | 42.42 | 8:00 | 42.21
10 | 2 | 9:00 | 66.1 | 9:00 | 65.77
11 | 2 | 10:00 | 63.74 | 10:00 | 63.42
12 | 2 | 11:00 | 62.1 | 11:00 | 61.79
13 | 2 | 12:00 | 59.58 | 12:00 | 59.28
14 | 2 | 13:00 | 62.48 | 13:00 | 62.17
15 | 2 | 14:00 | 65.64 | 14:00 | 65.31
16 | 2 | 15:00 | 65.92 | 15:00 | 65.59
17 | 2 | 16:00 | 33.02 | 16:00 | 32.86
18 | 2 | 17:00 | 1.7 | 17:00 | 1.69
19 | 2 | 18:00 | 0 | 18:00 | 0
20 | 2 | 19:00 | 0 | 19:00 | 0
21 | 2 | 20:00 | 0 | 20:00 | 0
22 | 2 | 21:00 | 0 | 21:00 | 0
23 | 2 | 22:00 | 0 | 22:00 | 0
24 | 2 | 23:00 | 0 | 23:00 | 0
1 | 2 | 0:00 | 0 | 0:00 | 0
2 | 2 | 1:00 | 0 | 1:00 | 0
3 | 2 | 2:00 | 0 | 2:00 | 0
4 | 2 | 3:00 | 0 | 3:00 | 0
5 | 2 | 4:00 | 0 | 4:00 | 0
6 | 2 | 5:00 | 0 | 5:00 | 0
7 | 2 | 6:00 | 0 | 6:00 | 0
8 | 2 | 7:00 | 7.56 | 7:00 | 7.53
9 | 2 | 8:00 | 40.23 | 8:00 | 40.03
10 | 2 | 9:00 | 60.29 | 9:00 | 59.99
11 | 2 | 10:00 | 62.5 | 10:00 | 62.19
12 | 2 | 11:00 | 61.92 | 11:00 | 61.61
13 | 2 | 12:00 | 60.3 | 12:00 | 60
14 | 2 | 13:00 | 58.18 | 13:00 | 57.89
15 | 2 | 14:00 | 60.94 | 14:00 | 60.64
16 | 2 | 15:00 | 56.85 | 15:00 | 56.57
17 | 2 | 16:00 | 27.7 | 16:00 | 27.56
18 | 2 | 17:00 | 1.74 | 17:00 | 1.73
19 | 2 | 18:00 | 0 | 18:00 | 0
20 | 2 | 19:00 | 0 | 19:00 | 0
21 | 2 | 20:00 | 0 | 20:00 | 0
22 | 2 | 21:00 | 0 | 21:00 | 0
23 | 2 | 22:00 | 0 | 22:00 | 0
24 | 2 | 23:00 | 0 | 23:00 | 0
1 | 2 | 0:00 | 0 | 0:00 | 0
2 | 2 | 1:00 | 0 | 1:00 | 0
3 | 2 | 2:00 | 0 | 2:00 | 0
4 | 2 | 3:00 | 0 | 3:00 | 0
5 | 2 | 4:00 | 0 | 4:00 | 0
6 | 2 | 5:00 | 0 | 5:00 | 0
7 | 2 | 6:00 | 0 | 6:00 | 0
8 | 2 | 7:00 | 7.4 | 7:00 | 7.36
9 | 2 | 8:00 | 39.92 | 8:00 | 39.72
10 | 2 | 9:00 | 56 | 9:00 | 55.72
11 | 2 | 10:00 | 59.94 | 10:00 | 59.64
12 | 2 | 11:00 | 59.19 | 11:00 | 58.89
13 | 2 | 12:00 | 57.23 | 12:00 | 56.94
14 | 2 | 13:00 | 59.56 | 13:00 | 59.27
15 | 2 | 14:00 | 58.68 | 14:00 | 58.39
16 | 2 | 15:00 | 56.72 | 15:00 | 56.44
17 | 2 | 16:00 | 29.62 | 16:00 | 29.47
18 | 2 | 17:00 | 1.96 | 17:00 | 1.95
19 | 2 | 18:00 | 0 | 18:00 | 0
20 | 2 | 19:00 | 0 | 19:00 | 0
21 | 2 | 20:00 | 0 | 20:00 | 0
22 | 2 | 21:00 | 0 | 21:00 | 0
23 | 2 | 22:00 | 0 | 22:00 | 0
24 | 2 | 23:00 | 0 | 23:00 | 0
1 | 2 | 0:00 | 0 | 0:00 | 0
2 | 2 | 1:00 | 0 | 1:00 | 0
3 | 2 | 2:00 | 0 | 2:00 | 0
4 | 2 | 3:00 | 0 | 3:00 | 0
5 | 2 | 4:00 | 0 | 4:00 | 0
6 | 2 | 5:00 | 0 | 5:00 | 0
7 | 2 | 6:00 | 0 | 6:00 | 0
8 | 2 | 7:00 | 8.7 | 7:00 | 8.66
9 | 2 | 8:00 | 43.95 | 8:00 | 43.73
10 | 2 | 9:00 | 66.57 | 9:00 | 66.24
11 | 2 | 10:00 | 68.96 | 10:00 | 68.62
12 | 2 | 11:00 | 65.74 | 11:00 | 65.41
13 | 2 | 12:00 | 64.49 | 12:00 | 64.17
14 | 2 | 13:00 | 61.99 | 13:00 | 61.68
15 | 2 | 14:00 | 60.3 | 14:00 | 59.99
16 | 2 | 15:00 | 56.48 | 15:00 | 56.19
17 | 2 | 16:00 | 28.79 | 16:00 | 28.65
18 | 2 | 17:00 | 2.14 | 17:00 | 2.13
19 | 2 | 18:00 | 0 | 18:00 | 0
20 | 2 | 19:00 | 0 | 19:00 | 0
21 | 2 | 20:00 | 0 | 20:00 | 0
22 | 2 | 21:00 | 0 | 21:00 | 0
23 | 2 | 22:00 | 0 | 22:00 | 0
24 | 2 | 23:00 | 0 | 23:00 | 0
1 | 2 | 0:00 | 0 | 0:00 | 0
2 | 2 | 1:00 | 0 | 1:00 | 0
3 | 2 | 2:00 | 0 | 2:00 | 0
4 | 2 | 3:00 | 0 | 3:00 | 0
5 | 2 | 4:00 | 0 | 4:00 | 0
6 | 2 | 5:00 | 0 | 5:00 | 0
7 | 2 | 6:00 | 0 | 6:00 | 0
8 | 2 | 7:00 | 5.47 | 7:00 | 5.45
9 | 2 | 8:00 | 28.59 | 8:00 | 28.44
10 | 2 | 9:00 | 40.4 | 9:00 | 40.2
11 | 2 | 10:00 | 48.14 | 10:00 | 47.9
12 | 2 | 11:00 | 51.91 | 11:00 | 51.65
13 | 2 | 12:00 | 47.3 | 12:00 | 47.06
14 | 2 | 13:00 | 45.5 | 13:00 | 45.28
15 | 2 | 14:00 | 46.18 | 14:00 | 45.95
16 | 2 | 15:00 | 44.98 | 15:00 | 44.76
17 | 2 | 16:00 | 25.48 | 16:00 | 25.35
18 | 2 | 17:00 | 2.19 | 17:00 | 2.18
19 | 2 | 18:00 | 0 | 18:00 | 0
20 | 2 | 19:00 | 0 | 19:00 | 0
21 | 2 | 20:00 | 0 | 20:00 | 0
22 | 2 | 21:00 | 0 | 21:00 | 0
23 | 2 | 22:00 | 0 | 22:00 | 0
24 | 2 | 23:00 | 0 | 23:00 | 0
1 | 2 | 0:00 | 0 | 0:00 | 0
2 | 2 | 1:00 | 0 | 1:00 | 0
3 | 2 | 2:00 | 0 | 2:00 | 0
4 | 2 | 3:00 | 0 | 3:00 | 0
5 | 2 | 4:00 | 0 | 4:00 | 0
6 | 2 | 5:00 | 0 | 5:00 | 0
7 | 2 | 6:00 | 0 | 6:00 | 0
8 | 2 | 7:00 | 8.64 | 7:00 | 8.6
9 | 2 | 8:00 | 36.79 | 8:00 | 36.61
10 | 2 | 9:00 | 56.15 | 9:00 | 55.87
11 | 2 | 10:00 | 65.11 | 10:00 | 64.79
12 | 2 | 11:00 | 64.74 | 11:00 | 64.41
13 | 2 | 12:00 | 62.83 | 12:00 | 62.52
14 | 2 | 13:00 | 62.54 | 13:00 | 62.23
15 | 2 | 14:00 | 57.87 | 14:00 | 57.58
16 | 2 | 15:00 | 56.79 | 15:00 | 56.5
17 | 2 | 16:00 | 33.15 | 16:00 | 32.98
18 | 2 | 17:00 | 2.64 | 17:00 | 2.62
19 | 2 | 18:00 | 0 | 18:00 | 0
20 | 2 | 19:00 | 0 | 19:00 | 0
21 | 2 | 20:00 | 0 | 20:00 | 0
22 | 2 | 21:00 | 0 | 21:00 | 0
23 | 2 | 22:00 | 0 | 22:00 | 0
24 | 2 | 23:00 | 0 | 23:00 | 0
1 | 2 | 0:00 | 0 | 0:00 | 0
2 | 2 | 1:00 | 0 | 1:00 | 0
3 | 2 | 2:00 | 0 | 2:00 | 0
4 | 2 | 3:00 | 0 | 3:00 | 0
5 | 2 | 4:00 | 0 | 4:00 | 0
6 | 2 | 5:00 | 0 | 5:00 | 0
7 | 2 | 6:00 | 0 | 6:00 | 0
8 | 2 | 7:00 | 8.57 | 7:00 | 8.53
9 | 2 | 8:00 | 38.71 | 8:00 | 38.52
10 | 2 | 9:00 | 53.32 | 9:00 | 53.05
11 | 2 | 10:00 | 56.86 | 10:00 | 56.58
12 | 2 | 11:00 | 58.94 | 11:00 | 58.65
13 | 2 | 12:00 | 60.33 | 12:00 | 60.03
14 | 2 | 13:00 | 59.88 | 13:00 | 59.58
15 | 2 | 14:00 | 62.13 | 14:00 | 61.82
16 | 2 | 15:00 | 58.67 | 15:00 | 58.37
17 | 2 | 16:00 | 32.86 | 16:00 | 32.69
18 | 2 | 17:00 | 3.3 | 17:00 | 3.29
19 | 2 | 18:00 | 0 | 18:00 | 0
20 | 2 | 19:00 | 0 | 19:00 | 0
21 | 2 | 20:00 | 0 | 20:00 | 0
22 | 2 | 21:00 | 0 | 21:00 | 0
23 | 2 | 22:00 | 0 | 22:00 | 0
24 | 2 | 23:00 | 0 | 23:00 | 0
1 | 2 | 0:00 | 0 | 0:00 | 0
2 | 2 | 1:00 | 0 | 1:00 | 0
3 | 2 | 2:00 | 0 | 2:00 | 0
4 | 2 | 3:00 | 0 | 3:00 | 0
5 | 2 | 4:00 | 0 | 4:00 | 0
6 | 2 | 5:00 | 0 | 5:00 | 0
7 | 2 | 6:00 | 0 | 6:00 | 0
8 | 2 | 7:00 | 8.35 | 7:00 | 8.31
9 | 2 | 8:00 | 38.06 | 8:00 | 37.87
10 | 2 | 9:00 | 49.2 | 9:00 | 48.96
11 | 2 | 10:00 | 53.08 | 10:00 | 52.81
12 | 2 | 11:00 | 52.17 | 11:00 | 51.91
13 | 2 | 12:00 | 52.65 | 12:00 | 52.39
14 | 2 | 13:00 | 52.57 | 13:00 | 52.31
15 | 2 | 14:00 | 49.02 | 14:00 | 48.78
16 | 2 | 15:00 | 40.65 | 15:00 | 40.44
17 | 2 | 16:00 | 21.81 | 16:00 | 21.7
18 | 2 | 17:00 | 2.27 | 17:00 | 2.26
19 | 2 | 18:00 | 0 | 18:00 | 0
20 | 2 | 19:00 | 0 | 19:00 | 0
21 | 2 | 20:00 | 0 | 20:00 | 0
22 | 2 | 21:00 | 0 | 21:00 | 0
23 | 2 | 22:00 | 0 | 22:00 | 0
24 | 2 | 23:00 | 0 | 23:00 | 0
1 | 2 | 0:00 | 0 | 0:00 | 0
2 | 2 | 1:00 | 0 | 1:00 | 0
3 | 2 | 2:00 | 0 | 2:00 | 0
4 | 2 | 3:00 | 0 | 3:00 | 0
5 | 2 | 4:00 | 0 | 4:00 | 0
6 | 2 | 5:00 | 0 | 5:00 | 0
7 | 2 | 6:00 | 0 | 6:00 | 0
8 | 2 | 7:00 | 7.45 | 7:00 | 7.41
9 | 2 | 8:00 | 32.55 | 8:00 | 32.39
10 | 2 | 9:00 | 47.17 | 9:00 | 46.94
11 | 2 | 10:00 | 54.02 | 10:00 | 53.75
12 | 2 | 11:00 | 58.4 | 11:00 | 58.11
13 | 2 | 12:00 | 56.16 | 12:00 | 55.88
14 | 2 | 13:00 | 58.86 | 13:00 | 58.57
15 | 2 | 14:00 | 62.93 | 14:00 | 62.62
16 | 2 | 15:00 | 59.17 | 15:00 | 58.88
17 | 2 | 16:00 | 32.91 | 16:00 | 32.74
18 | 2 | 17:00 | 3.51 | 17:00 | 3.49
19 | 2 | 18:00 | 0 | 18:00 | 0
20 | 2 | 19:00 | 0 | 19:00 | 0
21 | 2 | 20:00 | 0 | 20:00 | 0
22 | 2 | 21:00 | 0 | 21:00 | 0
23 | 2 | 22:00 | 0 | 22:00 | 0
24 | 2 | 23:00 | 0 | 23:00 | 0
1 | 2 | 0:00 | 0 | 0:00 | 0
2 | 2 | 1:00 | 0 | 1:00 | 0
3 | 2 | 2:00 | 0 | 2:00 | 0
4 | 2 | 3:00 | 0 | 3:00 | 0
5 | 2 | 4:00 | 0 | 4:00 | 0
6 | 2 | 5:00 | 0 | 5:00 | 0
7 | 2 | 6:00 | 0 | 6:00 | 0
8 | 2 | 7:00 | 12.43 | 7:00 | 12.37
9 | 2 | 8:00 | 55.52 | 8:00 | 55.24
10 | 2 | 9:00 | 74.63 | 9:00 | 74.26
11 | 2 | 10:00 | 74.98 | 10:00 | 74.61
12 | 2 | 11:00 | 69.03 | 11:00 | 68.68
13 | 2 | 12:00 | 62.62 | 12:00 | 62.31
14 | 2 | 13:00 | 55.76 | 13:00 | 55.48
15 | 2 | 14:00 | 55.77 | 14:00 | 55.49
16 | 2 | 15:00 | 51.78 | 15:00 | 51.52
17 | 2 | 16:00 | 31.3 | 16:00 | 31.14
18 | 2 | 17:00 | 3.45 | 17:00 | 3.43
19 | 2 | 18:00 | 0 | 18:00 | 0
20 | 2 | 19:00 | 0 | 19:00 | 0
21 | 2 | 20:00 | 0 | 20:00 | 0
22 | 2 | 21:00 | 0 | 21:00 | 0
23 | 2 | 22:00 | 0 | 22:00 | 0
24 | 2 | 23:00 | 0 | 23:00 | 0
1 | 2 | 0:00 | 0 | 0:00 | 0
2 | 2 | 1:00 | 0 | 1:00 | 0
3 | 2 | 2:00 | 0 | 2:00 | 0
4 | 2 | 3:00 | 0 | 3:00 | 0
5 | 2 | 4:00 | 0 | 4:00 | 0
6 | 2 | 5:00 | 0 | 5:00 | 0
7 | 2 | 6:00 | 0 | 6:00 | 0
8 | 2 | 7:00 | 11.43 | 7:00 | 11.37
9 | 2 | 8:00 | 45.45 | 8:00 | 45.22
10 | 2 | 9:00 | 57.74 | 9:00 | 57.45
11 | 2 | 10:00 | 60.7 | 10:00 | 60.4
12 | 2 | 11:00 | 63.02 | 11:00 | 62.7
13 | 2 | 12:00 | 64.85 | 12:00 | 64.53
14 | 2 | 13:00 | 64.93 | 13:00 | 64.6
15 | 2 | 14:00 | 62.95 | 14:00 | 62.63
16 | 2 | 15:00 | 59.65 | 15:00 | 59.35
17 | 2 | 16:00 | 36.85 | 16:00 | 36.67
18 | 2 | 17:00 | 4.23 | 17:00 | 4.21
19 | 2 | 18:00 | 0 | 18:00 | 0
20 | 2 | 19:00 | 0 | 19:00 | 0
21 | 2 | 20:00 | 0 | 20:00 | 0
22 | 2 | 21:00 | 0 | 21:00 | 0
23 | 2 | 22:00 | 0 | 22:00 | 0
24 | 2 | 23:00 | 0 | 23:00 | 0
1 | 2 | 0:00 | 0 | 0:00 | 0
2 | 2 | 1:00 | 0 | 1:00 | 0
3 | 2 | 2:00 | 0 | 2:00 | 0
4 | 2 | 3:00 | 0 | 3:00 | 0
5 | 2 | 4:00 | 0 | 4:00 | 0
6 | 2 | 5:00 | 0 | 5:00 | 0
7 | 2 | 6:00 | 0 | 6:00 | 0
8 | 2 | 7:00 | 10.95 | 7:00 | 10.89
9 | 2 | 8:00 | 41.81 | 8:00 | 41.6
10 | 2 | 9:00 | 58.96 | 9:00 | 58.67
11 | 2 | 10:00 | 60.87 | 10:00 | 60.56
12 | 2 | 11:00 | 64.31 | 11:00 | 63.99
13 | 2 | 12:00 | 60.52 | 12:00 | 60.21
14 | 2 | 13:00 | 58.61 | 13:00 | 58.32
15 | 2 | 14:00 | 63.09 | 14:00 | 62.77
16 | 2 | 15:00 | 57.82 | 15:00 | 57.53
17 | 2 | 16:00 | 34.84 | 16:00 | 34.67
18 | 2 | 17:00 | 4.35 | 17:00 | 4.33
19 | 2 | 18:00 | 0 | 18:00 | 0
20 | 2 | 19:00 | 0 | 19:00 | 0
21 | 2 | 20:00 | 0 | 20:00 | 0
22 | 2 | 21:00 | 0 | 21:00 | 0
23 | 2 | 22:00 | 0 | 22:00 | 0
24 | 2 | 23:00 | 0 | 23:00 | 0
1 | 2 | 0:00 | 0 | 0:00 | 0
2 | 2 | 1:00 | 0 | 1:00 | 0
3 | 2 | 2:00 | 0 | 2:00 | 0
4 | 2 | 3:00 | 0 | 3:00 | 0
5 | 2 | 4:00 | 0 | 4:00 | 0
6 | 2 | 5:00 | 0 | 5:00 | 0
7 | 2 | 6:00 | 0 | 6:00 | 0
8 | 2 | 7:00 | 12.63 | 7:00 | 12.56
9 | 2 | 8:00 | 47.57 | 8:00 | 47.33
10 | 2 | 9:00 | 61.19 | 9:00 | 60.88
11 | 2 | 10:00 | 66.26 | 10:00 | 65.93
12 | 2 | 11:00 | 66.19 | 11:00 | 65.86
13 | 2 | 12:00 | 64.11 | 12:00 | 63.79
14 | 2 | 13:00 | 63.24 | 13:00 | 62.93
15 | 2 | 14:00 | 65.14 | 14:00 | 64.82
16 | 2 | 15:00 | 65.91 | 15:00 | 65.58
17 | 2 | 16:00 | 39.92 | 16:00 | 39.72
18 | 2 | 17:00 | 5.19 | 17:00 | 5.16
19 | 2 | 18:00 | 0 | 18:00 | 0
20 | 2 | 19:00 | 0 | 19:00 | 0
21 | 2 | 20:00 | 0 | 20:00 | 0
22 | 2 | 21:00 | 0 | 21:00 | 0
23 | 2 | 22:00 | 0 | 22:00 | 0
24 | 2 | 23:00 | 0 | 23:00 | 0
1 | 2 | 0:00 | 0 | 0:00 | 0
2 | 2 | 1:00 | 0 | 1:00 | 0
3 | 2 | 2:00 | 0 | 2:00 | 0
4 | 2 | 3:00 | 0 | 3:00 | 0
5 | 2 | 4:00 | 0 | 4:00 | 0
6 | 2 | 5:00 | 0 | 5:00 | 0
7 | 2 | 6:00 | 0 | 6:00 | 0
8 | 2 | 7:00 | 11.43 | 7:00 | 11.38
9 | 2 | 8:00 | 45.08 | 8:00 | 44.86
10 | 2 | 9:00 | 54.58 | 9:00 | 54.31
11 | 2 | 10:00 | 60.63 | 10:00 | 60.33
12 | 2 | 11:00 | 63.49 | 11:00 | 63.17
13 | 2 | 12:00 | 61.44 | 12:00 | 61.13
14 | 2 | 13:00 | 60.8 | 13:00 | 60.5
15 | 2 | 14:00 | 56.78 | 14:00 | 56.5
16 | 2 | 15:00 | 55.04 | 15:00 | 54.77
17 | 2 | 16:00 | 32.43 | 16:00 | 32.26
18 | 2 | 17:00 | 4.49 | 17:00 | 4.46
19 | 2 | 18:00 | 0 | 18:00 | 0
20 | 2 | 19:00 | 0 | 19:00 | 0
21 | 2 | 20:00 | 0 | 20:00 | 0
22 | 2 | 21:00 | 0 | 21:00 | 0
23 | 2 | 22:00 | 0 | 22:00 | 0
24 | 2 | 23:00 | 0 | 23:00 | 0
1 | 2 | 0:00 | 0 | 0:00 | 0
2 | 2 | 1:00 | 0 | 1:00 | 0
3 | 2 | 2:00 | 0 | 2:00 | 0
4 | 2 | 3:00 | 0 | 3:00 | 0
5 | 2 | 4:00 | 0 | 4:00 | 0
6 | 2 | 5:00 | 0 | 5:00 | 0
7 | 2 | 6:00 | 0 | 6:00 | 0
8 | 2 | 7:00 | 11.23 | 7:00 | 11.17
9 | 2 | 8:00 | 40.21 | 8:00 | 40
10 | 2 | 9:00 | 57.61 | 9:00 | 57.32
11 | 2 | 10:00 | 59.08 | 10:00 | 58.78
12 | 2 | 11:00 | 61.63 | 11:00 | 61.32
13 | 2 | 12:00 | 60.61 | 12:00 | 60.31
14 | 2 | 13:00 | 61.36 | 13:00 | 61.06
15 | 2 | 14:00 | 59.32 | 14:00 | 59.02
16 | 2 | 15:00 | 57.59 | 15:00 | 57.3
17 | 2 | 16:00 | 33.86 | 16:00 | 33.69
18 | 2 | 17:00 | 4.67 | 17:00 | 4.64
19 | 2 | 18:00 | 0 | 18:00 | 0
20 | 2 | 19:00 | 0 | 19:00 | 0
21 | 2 | 20:00 | 0 | 20:00 | 0
22 | 2 | 21:00 | 0 | 21:00 | 0
23 | 2 | 22:00 | 0 | 22:00 | 0
24 | 2 | 23:00 | 0 | 23:00 | 0
1 | 2 | 0:00 | 0 | 0:00 | 0
2 | 2 | 1:00 | 0 | 1:00 | 0
3 | 2 | 2:00 | 0 | 2:00 | 0
4 | 2 | 3:00 | 0 | 3:00 | 0
5 | 2 | 4:00 | 0 | 4:00 | 0
6 | 2 | 5:00 | 0 | 5:00 | 0
7 | 2 | 6:00 | 0 | 6:00 | 0
8 | 2 | 7:00 | 13 | 7:00 | 12.94
9 | 2 | 8:00 | 42.24 | 8:00 | 42.03
10 | 2 | 9:00 | 54.51 | 9:00 | 54.24
11 | 2 | 10:00 | 60.05 | 10:00 | 59.75
12 | 2 | 11:00 | 63.75 | 11:00 | 63.43
13 | 2 | 12:00 | 62.27 | 12:00 | 61.96
14 | 2 | 13:00 | 62.32 | 13:00 | 62.01
15 | 2 | 14:00 | 64.15 | 14:00 | 63.83
16 | 2 | 15:00 | 68.63 | 15:00 | 68.28
17 | 2 | 16:00 | 42.48 | 16:00 | 42.27
18 | 2 | 17:00 | 6.17 | 17:00 | 6.14
19 | 2 | 18:00 | 0 | 18:00 | 0
20 | 2 | 19:00 | 0 | 19:00 | 0
21 | 2 | 20:00 | 0 | 20:00 | 0
22 | 2 | 21:00 | 0 | 21:00 | 0
23 | 2 | 22:00 | 0 | 22:00 | 0
24 | 2 | 23:00 | 0 | 23:00 | 0
1 | 2 | 0:00 | 0 | 0:00 | 0
2 | 2 | 1:00 | 0 | 1:00 | 0
3 | 2 | 2:00 | 0 | 2:00 | 0
4 | 2 | 3:00 | 0 | 3:00 | 0
5 | 2 | 4:00 | 0 | 4:00 | 0
6 | 2 | 5:00 | 0 | 5:00 | 0
7 | 2 | 6:00 | 0 | 6:00 | 0
8 | 2 | 7:00 | 17.79 | 7:00 | 17.71
9 | 2 | 8:00 | 56.8 | 8:00 | 56.52
10 | 2 | 9:00 | 71.66 | 9:00 | 71.3
11 | 2 | 10:00 | 75.81 | 10:00 | 75.43
12 | 2 | 11:00 | 70.24 | 11:00 | 69.89
13 | 2 | 12:00 | 62.6 | 12:00 | 62.29
14 | 2 | 13:00 | 63.15 | 13:00 | 62.84
15 | 2 | 14:00 | 62.51 | 14:00 | 62.19
16 | 2 | 15:00 | 63.55 | 15:00 | 63.24
17 | 2 | 16:00 | 37.41 | 16:00 | 37.22
18 | 2 | 17:00 | 5.35 | 17:00 | 5.32
19 | 2 | 18:00 | 0 | 18:00 | 0
20 | 2 | 19:00 | 0 | 19:00 | 0
21 | 2 | 20:00 | 0 | 20:00 | 0
22 | 2 | 21:00 | 0 | 21:00 | 0
23 | 2 | 22:00 | 0 | 22:00 | 0
24 | 2 | 23:00 | 0 | 23:00 | 0
1 | 2 | 0:00 | 0 | 0:00 | 0
2 | 2 | 1:00 | 0 | 1:00 | 0
3 | 2 | 2:00 | 0 | 2:00 | 0
4 | 2 | 3:00 | 0 | 3:00 | 0
5 | 2 | 4:00 | 0 | 4:00 | 0
6 | 2 | 5:00 | 0 | 5:00 | 0
7 | 2 | 6:00 | 0 | 6:00 | 0
8 | 2 | 7:00 | 14.8 | 7:00 | 14.73
9 | 2 | 8:00 | 45.46 | 8:00 | 45.24
10 | 2 | 9:00 | 56.63 | 9:00 | 56.35
11 | 2 | 10:00 | 62.63 | 10:00 | 62.31
12 | 2 | 11:00 | 66.53 | 11:00 | 66.2
13 | 2 | 12:00 | 66.68 | 12:00 | 66.35
14 | 2 | 13:00 | 66.89 | 13:00 | 66.56
15 | 2 | 14:00 | 66.76 | 14:00 | 66.43
16 | 2 | 15:00 | 62.29 | 15:00 | 61.98
17 | 2 | 16:00 | 40.78 | 16:00 | 40.58
18 | 2 | 17:00 | 6.23 | 17:00 | 6.2
19 | 2 | 18:00 | 0 | 18:00 | 0
20 | 2 | 19:00 | 0 | 19:00 | 0
21 | 2 | 20:00 | 0 | 20:00 | 0
22 | 2 | 21:00 | 0 | 21:00 | 0
23 | 2 | 22:00 | 0 | 22:00 | 0
24 | 2 | 23:00 | 0 | 23:00 | 0
1 | 2 | 0:00 | 0 | 0:00 | 0
2 | 2 | 1:00 | 0 | 1:00 | 0
3 | 2 | 2:00 | 0 | 2:00 | 0
4 | 2 | 3:00 | 0 | 3:00 | 0
5 | 2 | 4:00 | 0 | 4:00 | 0
6 | 2 | 5:00 | 0 | 5:00 | 0
7 | 2 | 6:00 | 0 | 6:00 | 0
8 | 2 | 7:00 | 10.46 | 7:00 | 10.4
9 | 2 | 8:00 | 33.44 | 8:00 | 33.28
10 | 2 | 9:00 | 43.67 | 9:00 | 43.46
11 | 2 | 10:00 | 51.93 | 10:00 | 51.67
12 | 2 | 11:00 | 54 | 11:00 | 53.73
13 | 2 | 12:00 | 51.34 | 12:00 | 51.08
14 | 2 | 13:00 | 49.4 | 13:00 | 49.16
15 | 2 | 14:00 | 52.14 | 14:00 | 51.88
16 | 2 | 15:00 | 48.19 | 15:00 | 47.95
17 | 2 | 16:00 | 31.61 | 16:00 | 31.45
18 | 2 | 17:00 | 5.12 | 17:00 | 5.09
19 | 2 | 18:00 | 0 | 18:00 | 0
20 | 2 | 19:00 | 0 | 19:00 | 0
21 | 2 | 20:00 | 0 | 20:00 | 0
22 | 2 | 21:00 | 0 | 21:00 | 0
23 | 2 | 22:00 | 0 | 22:00 | 0
24 | 2 | 23:00 | 0 | 23:00 | 0
1 | 2 | 0:00 | 0 | 0:00 | 0
2 | 2 | 1:00 | 0 | 1:00 | 0
3 | 2 | 2:00 | 0 | 2:00 | 0
4 | 2 | 3:00 | 0 | 3:00 | 0
5 | 2 | 4:00 | 0 | 4:00 | 0
6 | 2 | 5:00 | 0 | 5:00 | 0
7 | 2 | 6:00 | 0 | 6:00 | 0
8 | 2 | 7:00 | 11.01 | 7:00 | 10.96
9 | 2 | 8:00 | 34.1 | 8:00 | 33.93
10 | 2 | 9:00 | 44.68 | 9:00 | 44.46
11 | 2 | 10:00 | 51.55 | 10:00 | 51.29
12 | 2 | 11:00 | 49.76 | 11:00 | 49.51
13 | 2 | 12:00 | 49.37 | 12:00 | 49.12
14 | 2 | 13:00 | 50.18 | 13:00 | 49.93
15 | 2 | 14:00 | 54.38 | 14:00 | 54.1
16 | 2 | 15:00 | 49.64 | 15:00 | 49.39
17 | 2 | 16:00 | 34.31 | 16:00 | 34.14
18 | 2 | 17:00 | 6.43 | 17:00 | 6.39
19 | 2 | 18:00 | 0 | 18:00 | 0
20 | 2 | 19:00 | 0 | 19:00 | 0
21 | 2 | 20:00 | 0 | 20:00 | 0
22 | 2 | 21:00 | 0 | 21:00 | 0
23 | 2 | 22:00 | 0 | 22:00 | 0
24 | 2 | 23:00 | 0 | 23:00 | 0
1 | 2 | 0:00 | 0 | 0:00 | 0
2 | 2 | 1:00 | 0 | 1:00 | 0
3 | 2 | 2:00 | 0 | 2:00 | 0
4 | 2 | 3:00 | 0 | 3:00 | 0
5 | 2 | 4:00 | 0 | 4:00 | 0
6 | 2 | 5:00 | 0 | 5:00 | 0
7 | 2 | 6:00 | 0 | 6:00 | 0
8 | 2 | 7:00 | 16.47 | 7:00 | 16.38
9 | 2 | 8:00 | 48.93 | 8:00 | 48.69
10 | 2 | 9:00 | 59.83 | 9:00 | 59.53
11 | 2 | 10:00 | 61.42 | 10:00 | 61.11
12 | 2 | 11:00 | 62.12 | 11:00 | 61.81
13 | 2 | 12:00 | 58.47 | 12:00 | 58.18
14 | 2 | 13:00 | 60.21 | 13:00 | 59.9
15 | 2 | 14:00 | 61.7 | 14:00 | 61.39
16 | 2 | 15:00 | 61.45 | 15:00 | 61.14
17 | 2 | 16:00 | 39.35 | 16:00 | 39.15
18 | 2 | 17:00 | 6.89 | 17:00 | 6.86
19 | 2 | 18:00 | 0 | 18:00 | 0
20 | 2 | 19:00 | 0 | 19:00 | 0
21 | 2 | 20:00 | 0 | 20:00 | 0
22 | 2 | 21:00 | 0 | 21:00 | 0
23 | 2 | 22:00 | 0 | 22:00 | 0
24 | 2 | 23:00 | 0 | 23:00 | 0
1 | 2 | 0:00 | 0 | 0:00 | 0
2 | 2 | 1:00 | 0 | 1:00 | 0
3 | 2 | 2:00 | 0 | 2:00 | 0
4 | 2 | 3:00 | 0 | 3:00 | 0
5 | 2 | 4:00 | 0 | 4:00 | 0
6 | 2 | 5:00 | 0 | 5:00 | 0
7 | 2 | 6:00 | 0 | 6:00 | 0
8 | 2 | 7:00 | 15.58 | 7:00 | 15.5
9 | 2 | 8:00 | 47.84 | 8:00 | 47.6
10 | 2 | 9:00 | 57.1 | 9:00 | 56.82
11 | 2 | 10:00 | 60.85 | 10:00 | 60.55
12 | 2 | 11:00 | 61.96 | 11:00 | 61.65
13 | 2 | 12:00 | 60.86 | 12:00 | 60.56
14 | 2 | 13:00 | 54.9 | 13:00 | 54.63
15 | 2 | 14:00 | 54.95 | 14:00 | 54.68
16 | 2 | 15:00 | 49.18 | 15:00 | 48.94
17 | 2 | 16:00 | 33.74 | 16:00 | 33.57
18 | 2 | 17:00 | 6.29 | 17:00 | 6.26
19 | 2 | 18:00 | 0 | 18:00 | 0
20 | 2 | 19:00 | 0 | 19:00 | 0
21 | 2 | 20:00 | 0 | 20:00 | 0
22 | 2 | 21:00 | 0 | 21:00 | 0
23 | 2 | 22:00 | 0 | 22:00 | 0
24 | 2 | 23:00 | 0 | 23:00 | 0
1 | 2 | 0:00 | 0 | 0:00 | 0
2 | 2 | 1:00 | 0 | 1:00 | 0
3 | 2 | 2:00 | 0 | 2:00 | 0
4 | 2 | 3:00 | 0 | 3:00 | 0
5 | 2 | 4:00 | 0 | 4:00 | 0
6 | 2 | 5:00 | 0 | 5:00 | 0
7 | 2 | 6:00 | 0 | 6:00 | 0
8 | 2 | 7:00 | 12.17 | 7:00 | 12.11
9 | 2 | 8:00 | 36.06 | 8:00 | 35.88
10 | 2 | 9:00 | 47.4 | 9:00 | 47.16
11 | 2 | 10:00 | 57.57 | 10:00 | 57.29
12 | 2 | 11:00 | 62.79 | 11:00 | 62.48
13 | 2 | 12:00 | 61.21 | 12:00 | 60.9
14 | 2 | 13:00 | 63.56 | 13:00 | 63.24
15 | 2 | 14:00 | 64.41 | 14:00 | 64.09
16 | 2 | 15:00 | 57.23 | 15:00 | 56.94
17 | 2 | 16:00 | 37.93 | 16:00 | 37.74
18 | 2 | 17:00 | 6.74 | 17:00 | 6.71
19 | 2 | 18:00 | 0 | 18:00 | 0
20 | 2 | 19:00 | 0 | 19:00 | 0
21 | 2 | 20:00 | 0 | 20:00 | 0
22 | 2 | 21:00 | 0 | 21:00 | 0
23 | 2 | 22:00 | 0 | 22:00 | 0
24 | 2 | 23:00 | 0 | 23:00 | 0
1 | 2 | 0:00 | 0 | 0:00 | 0
2 | 2 | 1:00 | 0 | 1:00 | 0
3 | 2 | 2:00 | 0 | 2:00 | 0
4 | 2 | 3:00 | 0 | 3:00 | 0
5 | 2 | 4:00 | 0 | 4:00 | 0
6 | 2 | 5:00 | 0 | 5:00 | 0
7 | 2 | 6:00 | 0 | 6:00 | 0
8 | 2 | 7:00 | 15.53 | 7:00 | 15.45
9 | 2 | 8:00 | 41.9 | 8:00 | 41.7
10 | 2 | 9:00 | 54.26 | 9:00 | 53.99
11 | 2 | 10:00 | 62.54 | 10:00 | 62.22
12 | 2 | 11:00 | 61.38 | 11:00 | 61.08
13 | 2 | 12:00 | 54.78 | 12:00 | 54.5
14 | 2 | 13:00 | 50.91 | 13:00 | 50.66
15 | 2 | 14:00 | 51.5 | 14:00 | 51.25
16 | 2 | 15:00 | 46.91 | 15:00 | 46.68
17 | 2 | 16:00 | 29.24 | 16:00 | 29.09
18 | 2 | 17:00 | 5.62 | 17:00 | 5.59
19 | 2 | 18:00 | 0 | 18:00 | 0
20 | 2 | 19:00 | 0 | 19:00 | 0
21 | 2 | 20:00 | 0 | 20:00 | 0
22 | 2 | 21:00 | 0 | 21:00 | 0
23 | 2 | 22:00 | 0 | 22:00 | 0
24 | 2 | 23:00 | 0 | 23:00 | 0
1 | 2 | 0:00 | 0 | 0:00 | 0
2 | 2 | 1:00 | 0 | 1:00 | 0
3 | 2 | 2:00 | 0 | 2:00 | 0
4 | 2 | 3:00 | 0 | 3:00 | 0
5 | 2 | 4:00 | 0 | 4:00 | 0
6 | 2 | 5:00 | 0 | 5:00 | 0
7 | 2 | 6:00 | 0 | 6:00 | 0
8 | 2 | 7:00 | 18.77 | 7:00 | 18.68
9 | 2 | 8:00 | 49.57 | 8:00 | 49.33
10 | 2 | 9:00 | 60.6 | 9:00 | 60.3
11 | 2 | 10:00 | 65.88 | 10:00 | 65.55
12 | 2 | 11:00 | 67.29 | 11:00 | 66.96
13 | 2 | 12:00 | 70.48 | 12:00 | 70.13
14 | 2 | 13:00 | 73.25 | 13:00 | 72.88
15 | 2 | 14:00 | 71.98 | 14:00 | 71.62
16 | 2 | 15:00 | 69.96 | 15:00 | 69.61
17 | 2 | 16:00 | 48.44 | 16:00 | 48.2
18 | 2 | 17:00 | 10.01 | 17:00 | 9.96
19 | 2 | 18:00 | 0 | 18:00 | 0
20 | 2 | 19:00 | 0 | 19:00 | 0
21 | 2 | 20:00 | 0 | 20:00 | 0
22 | 2 | 21:00 | 0 | 21:00 | 0
23 | 2 | 22:00 | 0 | 22:00 | 0
24 | 2 | 23:00 | 0 | 23:00 | 0
1 | 2 | 0:00 | 0 | 0:00 | 0
2 | 2 | 1:00 | 0 | 1:00 | 0
3 | 2 | 2:00 | 0 | 2:00 | 0
4 | 2 | 3:00 | 0 | 3:00 | 0
5 | 2 | 4:00 | 0 | 4:00 | 0
6 | 2 | 5:00 | 0 | 5:00 | 0
7 | 2 | 6:00 | 0 | 6:00 | 0
8 | 2 | 7:00 | 24.42 | 7:00 | 24.3
9 | 2 | 8:00 | 66.52 | 8:00 | 66.18
10 | 2 | 9:00 | 70.71 | 9:00 | 70.35
11 | 2 | 10:00 | 74.08 | 10:00 | 73.71
12 | 2 | 11:00 | 73.8 | 11:00 | 73.43
13 | 2 | 12:00 | 73.42 | 12:00 | 73.05
14 | 2 | 13:00 | 73.91 | 13:00 | 73.54
15 | 2 | 14:00 | 70.38 | 14:00 | 70.03
16 | 2 | 15:00 | 61.46 | 15:00 | 61.16
17 | 2 | 16:00 | 46.93 | 16:00 | 46.69
18 | 2 | 17:00 | 10.19 | 17:00 | 10.14
19 | 2 | 18:00 | 0 | 18:00 | 0
20 | 2 | 19:00 | 0 | 19:00 | 0
21 | 2 | 20:00 | 0 | 20:00 | 0
22 | 2 | 21:00 | 0 | 21:00 | 0
23 | 2 | 22:00 | 0 | 22:00 | 0
24 | 2 | 23:00 | 0 | 23:00 | 0
1 | 2 | 0:00 | 0 | 0:00 | 0
2 | 2 | 1:00 | 0 | 1:00 | 0
3 | 2 | 2:00 | 0 | 2:00 | 0
4 | 2 | 3:00 | 0 | 3:00 | 0
5 | 2 | 4:00 | 0 | 4:00 | 0
6 | 2 | 5:00 | 0 | 5:00 | 0
7 | 2 | 6:00 | 0 | 6:00 | 0
8 | 2 | 7:00 | 24.79 | 7:00 | 24.67
9 | 2 | 8:00 | 64.17 | 8:00 | 63.85
10 | 2 | 9:00 | 69.71 | 9:00 | 69.36
11 | 2 | 10:00 | 68.51 | 10:00 | 68.17
12 | 2 | 11:00 | 67.24 | 11:00 | 66.91
13 | 2 | 12:00 | 67.88 | 12:00 | 67.54
14 | 2 | 13:00 | 67.35 | 13:00 | 67.01
15 | 2 | 14:00 | 61.04 | 14:00 | 60.74
16 | 2 | 15:00 | 52.39 | 15:00 | 52.13
17 | 2 | 16:00 | 36.53 | 16:00 | 36.35
18 | 2 | 17:00 | 7.36 | 17:00 | 7.33
19 | 2 | 18:00 | 0 | 18:00 | 0
20 | 2 | 19:00 | 0 | 19:00 | 0
21 | 2 | 20:00 | 0 | 20:00 | 0
22 | 2 | 21:00 | 0 | 21:00 | 0
23 | 2 | 22:00 | 0 | 22:00 | 0
24 | 2 | 23:00 | 0 | 23:00 | 0
1 | 2 | 0:00 | 0 | 0:00 | 0
2 | 2 | 1:00 | 0 | 1:00 | 0
3 | 2 | 2:00 | 0 | 2:00 | 0
4 | 2 | 3:00 | 0 | 3:00 | 0
5 | 2 | 4:00 | 0 | 4:00 | 0
6 | 2 | 5:00 | 0 | 5:00 | 0
7 | 2 | 6:00 | 0 | 6:00 | 0
8 | 2 | 7:00 | 20.69 | 7:00 | 20.59
9 | 2 | 8:00 | 51.48 | 8:00 | 51.23
10 | 2 | 9:00 | 56.22 | 9:00 | 55.94
11 | 2 | 10:00 | 59.84 | 10:00 | 59.54
12 | 2 | 11:00 | 61.47 | 11:00 | 61.17
13 | 2 | 12:00 | 62.87 | 12:00 | 62.55
14 | 2 | 13:00 | 65.69 | 13:00 | 65.36
15 | 2 | 14:00 | 66.25 | 14:00 | 65.91
16 | 2 | 15:00 | 66.95 | 15:00 | 66.62
17 | 2 | 16:00 | 48.53 | 16:00 | 48.28
18 | 2 | 17:00 | 11.42 | 17:00 | 11.36
19 | 2 | 18:00 | 0 | 18:00 | 0
20 | 2 | 19:00 | 0 | 19:00 | 0
21 | 2 | 20:00 | 0 | 20:00 | 0
22 | 2 | 21:00 | 0 | 21:00 | 0
23 | 2 | 22:00 | 0 | 22:00 | 0
24 | 2 | 23:00 | 0 | 23:00 | 0
1 | 2 | 0:00 | 0 | 0:00 | 0
2 | 2 | 1:00 | 0 | 1:00 | 0
3 | 2 | 2:00 | 0 | 2:00 | 0
4 | 2 | 3:00 | 0 | 3:00 | 0
5 | 2 | 4:00 | 0 | 4:00 | 0
6 | 2 | 5:00 | 0 | 5:00 | 0
7 | 2 | 6:00 | 0 | 6:00 | 0
8 | 2 | 7:00 | 22.36 | 7:00 | 22.25
9 | 2 | 8:00 | 55.98 | 8:00 | 55.7
10 | 2 | 9:00 | 62.51 | 9:00 | 62.19
11 | 2 | 10:00 | 67.83 | 10:00 | 67.49
12 | 2 | 11:00 | 70.44 | 11:00 | 70.08
13 | 2 | 12:00 | 62.16 | 12:00 | 61.85
14 | 2 | 13:00 | 61.11 | 13:00 | 60.8
15 | 2 | 14:00 | 58.71 | 14:00 | 58.41
16 | 2 | 15:00 | 49.71 | 15:00 | 49.46
17 | 2 | 16:00 | 36.35 | 16:00 | 36.17
18 | 2 | 17:00 | 9.49 | 17:00 | 9.44
19 | 2 | 18:00 | 0 | 18:00 | 0
20 | 2 | 19:00 | 0 | 19:00 | 0
21 | 2 | 20:00 | 0 | 20:00 | 0
22 | 2 | 21:00 | 0 | 21:00 | 0
23 | 2 | 22:00 | 0 | 22:00 | 0
24 | 2 | 23:00 | 0 | 23:00 | 0
1 | 3 | 0:00 | 0 | 0:00 | 0
2 | 3 | 1:00 | 0 | 1:00 | 0
3 | 3 | 2:00 | 0 | 2:00 | 0
4 | 3 | 3:00 | 0 | 3:00 | 0
5 | 3 | 4:00 | 0 | 4:00 | 0
6 | 3 | 5:00 | 0 | 5:00 | 0
7 | 3 | 6:00 | 0.04 | 6:00 | 0.04
8 | 3 | 7:00 | 26.61 | 7:00 | 26.47
9 | 3 | 8:00 | 63.67 | 8:00 | 63.35
10 | 3 | 9:00 | 67.11 | 9:00 | 66.77
11 | 3 | 10:00 | 65.08 | 10:00 | 64.76
12 | 3 | 11:00 | 67.25 | 11:00 | 66.91
13 | 3 | 12:00 | 69.69 | 12:00 | 69.34
14 | 3 | 13:00 | 71.98 | 13:00 | 71.62
15 | 3 | 14:00 | 71.4 | 14:00 | 71.05
16 | 3 | 15:00 | 67.25 | 15:00 | 66.91
17 | 3 | 16:00 | 52.89 | 16:00 | 52.63
18 | 3 | 17:00 | 13.39 | 17:00 | 13.33
19 | 3 | 18:00 | 0 | 18:00 | 0
20 | 3 | 19:00 | 0 | 19:00 | 0
21 | 3 | 20:00 | 0 | 20:00 | 0
22 | 3 | 21:00 | 0 | 21:00 | 0
23 | 3 | 22:00 | 0 | 22:00 | 0
24 | 3 | 23:00 | 0 | 23:00 | 0
1 | 3 | 0:00 | 0 | 0:00 | 0
2 | 3 | 1:00 | 0 | 1:00 | 0
3 | 3 | 2:00 | 0 | 2:00 | 0
4 | 3 | 3:00 | 0 | 3:00 | 0
5 | 3 | 4:00 | 0 | 4:00 | 0
6 | 3 | 5:00 | 0 | 5:00 | 0
7 | 3 | 6:00 | 0.18 | 6:00 | 0.18
8 | 3 | 7:00 | 25.67 | 7:00 | 25.54
9 | 3 | 8:00 | 61.88 | 8:00 | 61.57
10 | 3 | 9:00 | 62.25 | 9:00 | 61.94
11 | 3 | 10:00 | 65.26 | 10:00 | 64.94
12 | 3 | 11:00 | 68.78 | 11:00 | 68.44
13 | 3 | 12:00 | 69.65 | 12:00 | 69.3
14 | 3 | 13:00 | 70.68 | 13:00 | 70.33
15 | 3 | 14:00 | 67.8 | 14:00 | 67.46
16 | 3 | 15:00 | 69.41 | 15:00 | 69.07
17 | 3 | 16:00 | 52.13 | 16:00 | 51.87
18 | 3 | 17:00 | 13.45 | 17:00 | 13.39
19 | 3 | 18:00 | 0 | 18:00 | 0
20 | 3 | 19:00 | 0 | 19:00 | 0
21 | 3 | 20:00 | 0 | 20:00 | 0
22 | 3 | 21:00 | 0 | 21:00 | 0
23 | 3 | 22:00 | 0 | 22:00 | 0
24 | 3 | 23:00 | 0 | 23:00 | 0
1 | 3 | 0:00 | 0 | 0:00 | 0
2 | 3 | 1:00 | 0 | 1:00 | 0
3 | 3 | 2:00 | 0 | 2:00 | 0
4 | 3 | 3:00 | 0 | 3:00 | 0
5 | 3 | 4:00 | 0 | 4:00 | 0
6 | 3 | 5:00 | 0 | 5:00 | 0
7 | 3 | 6:00 | 0.52 | 6:00 | 0.52
8 | 3 | 7:00 | 27.78 | 7:00 | 27.64
9 | 3 | 8:00 | 63.71 | 8:00 | 63.39
10 | 3 | 9:00 | 68.41 | 9:00 | 68.07
11 | 3 | 10:00 | 69.51 | 10:00 | 69.16
12 | 3 | 11:00 | 73.42 | 11:00 | 73.05
13 | 3 | 12:00 | 73.09 | 12:00 | 72.73
14 | 3 | 13:00 | 71.55 | 13:00 | 71.19
15 | 3 | 14:00 | 71.76 | 14:00 | 71.4
16 | 3 | 15:00 | 68.14 | 15:00 | 67.8
17 | 3 | 16:00 | 51.3 | 16:00 | 51.04
18 | 3 | 17:00 | 13.37 | 17:00 | 13.3
19 | 3 | 18:00 | 0 | 18:00 | 0
20 | 3 | 19:00 | 0 | 19:00 | 0
21 | 3 | 20:00 | 0 | 20:00 | 0
22 | 3 | 21:00 | 0 | 21:00 | 0
23 | 3 | 22:00 | 0 | 22:00 | 0
24 | 3 | 23:00 | 0 | 23:00 | 0
1 | 3 | 0:00 | 0 | 0:00 | 0
2 | 3 | 1:00 | 0 | 1:00 | 0
3 | 3 | 2:00 | 0 | 2:00 | 0
4 | 3 | 3:00 | 0 | 3:00 | 0
5 | 3 | 4:00 | 0 | 4:00 | 0
6 | 3 | 5:00 | 0 | 5:00 | 0
7 | 3 | 6:00 | 0.61 | 6:00 | 0.6
8 | 3 | 7:00 | 27.92 | 7:00 | 27.78
9 | 3 | 8:00 | 63.46 | 8:00 | 63.14
10 | 3 | 9:00 | 73.04 | 9:00 | 72.67
11 | 3 | 10:00 | 83.73 | 10:00 | 83.31
12 | 3 | 11:00 | 85.97 | 11:00 | 85.54
13 | 3 | 12:00 | 85.36 | 12:00 | 84.94
14 | 3 | 13:00 | 85.64 | 13:00 | 85.22
15 | 3 | 14:00 | 85.3 | 14:00 | 84.87
16 | 3 | 15:00 | 78.19 | 15:00 | 77.8
17 | 3 | 16:00 | 61.55 | 16:00 | 61.24
18 | 3 | 17:00 | 16.1 | 17:00 | 16.02
19 | 3 | 18:00 | 0 | 18:00 | 0
20 | 3 | 19:00 | 0 | 19:00 | 0
21 | 3 | 20:00 | 0 | 20:00 | 0
22 | 3 | 21:00 | 0 | 21:00 | 0
23 | 3 | 22:00 | 0 | 22:00 | 0
24 | 3 | 23:00 | 0 | 23:00 | 0
1 | 3 | 0:00 | 0 | 0:00 | 0
2 | 3 | 1:00 | 0 | 1:00 | 0
3 | 3 | 2:00 | 0 | 2:00 | 0
4 | 3 | 3:00 | 0 | 3:00 | 0
5 | 3 | 4:00 | 0 | 4:00 | 0
6 | 3 | 5:00 | 0 | 5:00 | 0
7 | 3 | 6:00 | 0.57 | 6:00 | 0.57
8 | 3 | 7:00 | 25.15 | 7:00 | 25.03
9 | 3 | 8:00 | 61.13 | 8:00 | 60.83
10 | 3 | 9:00 | 67.17 | 9:00 | 66.84
11 | 3 | 10:00 | 74.79 | 10:00 | 74.42
12 | 3 | 11:00 | 78.26 | 11:00 | 77.87
13 | 3 | 12:00 | 79.47 | 12:00 | 79.08
14 | 3 | 13:00 | 76.08 | 13:00 | 75.7
15 | 3 | 14:00 | 75.51 | 14:00 | 75.13
16 | 3 | 15:00 | 68.83 | 15:00 | 68.49
17 | 3 | 16:00 | 49.84 | 16:00 | 49.59
18 | 3 | 17:00 | 13.66 | 17:00 | 13.59
19 | 3 | 18:00 | 0 | 18:00 | 0
20 | 3 | 19:00 | 0 | 19:00 | 0
21 | 3 | 20:00 | 0 | 20:00 | 0
22 | 3 | 21:00 | 0 | 21:00 | 0
23 | 3 | 22:00 | 0 | 22:00 | 0
24 | 3 | 23:00 | 0 | 23:00 | 0
1 | 3 | 0:00 | 0 | 0:00 | 0
2 | 3 | 1:00 | 0 | 1:00 | 0
3 | 3 | 2:00 | 0 | 2:00 | 0
4 | 3 | 3:00 | 0 | 3:00 | 0
5 | 3 | 4:00 | 0 | 4:00 | 0
6 | 3 | 5:00 | 0 | 5:00 | 0
7 | 3 | 6:00 | 0.88 | 6:00 | 0.87
8 | 3 | 7:00 | 25.36 | 7:00 | 25.23
9 | 3 | 8:00 | 53.36 | 8:00 | 53.09
10 | 3 | 9:00 | 59.1 | 9:00 | 58.8
11 | 3 | 10:00 | 66.69 | 10:00 | 66.36
12 | 3 | 11:00 | 64.44 | 11:00 | 64.12
13 | 3 | 12:00 | 63.57 | 12:00 | 63.25
14 | 3 | 13:00 | 61.08 | 13:00 | 60.78
15 | 3 | 14:00 | 56.03 | 14:00 | 55.75
16 | 3 | 15:00 | 45.08 | 15:00 | 44.86
17 | 3 | 16:00 | 32.71 | 16:00 | 32.54
18 | 3 | 17:00 | 9.67 | 17:00 | 9.62
19 | 3 | 18:00 | 0 | 18:00 | 0
20 | 3 | 19:00 | 0 | 19:00 | 0
21 | 3 | 20:00 | 0 | 20:00 | 0
22 | 3 | 21:00 | 0 | 21:00 | 0
23 | 3 | 22:00 | 0 | 22:00 | 0
24 | 3 | 23:00 | 0 | 23:00 | 0
1 | 3 | 0:00 | 0 | 0:00 | 0
2 | 3 | 1:00 | 0 | 1:00 | 0
3 | 3 | 2:00 | 0 | 2:00 | 0
4 | 3 | 3:00 | 0 | 3:00 | 0
5 | 3 | 4:00 | 0 | 4:00 | 0
6 | 3 | 5:00 | 0 | 5:00 | 0
7 | 3 | 6:00 | 0.95 | 6:00 | 0.94
8 | 3 | 7:00 | 26.55 | 7:00 | 26.42
9 | 3 | 8:00 | 58.35 | 8:00 | 58.06
10 | 3 | 9:00 | 65.92 | 9:00 | 65.59
11 | 3 | 10:00 | 68.59 | 10:00 | 68.25
12 | 3 | 11:00 | 70.38 | 11:00 | 70.03
13 | 3 | 12:00 | 71.39 | 12:00 | 71.03
14 | 3 | 13:00 | 72.84 | 13:00 | 72.47
15 | 3 | 14:00 | 72.04 | 14:00 | 71.68
16 | 3 | 15:00 | 61.34 | 15:00 | 61.03
17 | 3 | 16:00 | 50.78 | 16:00 | 50.53
18 | 3 | 17:00 | 13.56 | 17:00 | 13.49
19 | 3 | 18:00 | 0 | 18:00 | 0
20 | 3 | 19:00 | 0 | 19:00 | 0
21 | 3 | 20:00 | 0 | 20:00 | 0
22 | 3 | 21:00 | 0 | 21:00 | 0
23 | 3 | 22:00 | 0 | 22:00 | 0
24 | 3 | 23:00 | 0 | 23:00 | 0
1 | 3 | 0:00 | 0 | 0:00 | 0
2 | 3 | 1:00 | 0 | 1:00 | 0
3 | 3 | 2:00 | 0 | 2:00 | 0
4 | 3 | 3:00 | 0 | 3:00 | 0
5 | 3 | 4:00 | 0 | 4:00 | 0
6 | 3 | 5:00 | 0 | 5:00 | 0
7 | 3 | 6:00 | 1.68 | 6:00 | 1.67
8 | 3 | 7:00 | 33.89 | 7:00 | 33.72
9 | 3 | 8:00 | 65.02 | 8:00 | 64.69
10 | 3 | 9:00 | 75.08 | 9:00 | 74.71
11 | 3 | 10:00 | 78.98 | 10:00 | 78.59
12 | 3 | 11:00 | 81.34 | 11:00 | 80.93
13 | 3 | 12:00 | 77.15 | 12:00 | 76.77
14 | 3 | 13:00 | 74.74 | 13:00 | 74.37
15 | 3 | 14:00 | 73.93 | 14:00 | 73.56
16 | 3 | 15:00 | 67.61 | 15:00 | 67.27
17 | 3 | 16:00 | 47.58 | 16:00 | 47.34
18 | 3 | 17:00 | 13.5 | 17:00 | 13.44
19 | 3 | 18:00 | 0 | 18:00 | 0
20 | 3 | 19:00 | 0 | 19:00 | 0
21 | 3 | 20:00 | 0 | 20:00 | 0
22 | 3 | 21:00 | 0 | 21:00 | 0
23 | 3 | 22:00 | 0 | 22:00 | 0
24 | 3 | 23:00 | 0 | 23:00 | 0
1 | 3 | 0:00 | 0 | 0:00 | 0
2 | 3 | 1:00 | 0 | 1:00 | 0
3 | 3 | 2:00 | 0 | 2:00 | 0
4 | 3 | 3:00 | 0 | 3:00 | 0
5 | 3 | 4:00 | 0 | 4:00 | 0
6 | 3 | 5:00 | 0 | 5:00 | 0
7 | 3 | 6:00 | 1.61 | 6:00 | 1.6
8 | 3 | 7:00 | 27.12 | 7:00 | 26.99
9 | 3 | 8:00 | 54.63 | 8:00 | 54.35
10 | 3 | 9:00 | 62.14 | 9:00 | 61.83
11 | 3 | 10:00 | 67.53 | 10:00 | 67.19
12 | 3 | 11:00 | 71.52 | 11:00 | 71.17
13 | 3 | 12:00 | 71.55 | 12:00 | 71.19
14 | 3 | 13:00 | 67.7 | 13:00 | 67.36
15 | 3 | 14:00 | 67.19 | 14:00 | 66.85
16 | 3 | 15:00 | 66.91 | 15:00 | 66.57
17 | 3 | 16:00 | 49.35 | 16:00 | 49.1
18 | 3 | 17:00 | 14.56 | 17:00 | 14.49
19 | 3 | 18:00 | 0 | 18:00 | 0
20 | 3 | 19:00 | 0 | 19:00 | 0
21 | 3 | 20:00 | 0 | 20:00 | 0
22 | 3 | 21:00 | 0 | 21:00 | 0
23 | 3 | 22:00 | 0 | 22:00 | 0
24 | 3 | 23:00 | 0 | 23:00 | 0
1 | 3 | 0:00 | 0 | 0:00 | 0
2 | 3 | 1:00 | 0 | 1:00 | 0
3 | 3 | 2:00 | 0 | 2:00 | 0
4 | 3 | 3:00 | 0 | 3:00 | 0
5 | 3 | 4:00 | 0 | 4:00 | 0
6 | 3 | 5:00 | 0 | 5:00 | 0
7 | 3 | 6:00 | 2.1 | 6:00 | 2.09
8 | 3 | 7:00 | 31.42 | 7:00 | 31.26
9 | 3 | 8:00 | 60.83 | 8:00 | 60.53
10 | 3 | 9:00 | 69.08 | 9:00 | 68.73
11 | 3 | 10:00 | 73.75 | 10:00 | 73.39
12 | 3 | 11:00 | 74.24 | 11:00 | 73.87
13 | 3 | 12:00 | 72.65 | 12:00 | 72.28
14 | 3 | 13:00 | 70.02 | 13:00 | 69.67
15 | 3 | 14:00 | 70.16 | 14:00 | 69.81
16 | 3 | 15:00 | 65.61 | 15:00 | 65.28
17 | 3 | 16:00 | 52.39 | 16:00 | 52.13
18 | 3 | 17:00 | 15.41 | 17:00 | 15.34
19 | 3 | 18:00 | 0 | 18:00 | 0
20 | 3 | 19:00 | 0 | 19:00 | 0
21 | 3 | 20:00 | 0 | 20:00 | 0
22 | 3 | 21:00 | 0 | 21:00 | 0
23 | 3 | 22:00 | 0 | 22:00 | 0
24 | 3 | 23:00 | 0 | 23:00 | 0
1 | 3 | 0:00 | 0 | 0:00 | 0
2 | 3 | 1:00 | 0 | 1:00 | 0
3 | 3 | 2:00 | 0 | 2:00 | 0
4 | 3 | 3:00 | 0 | 3:00 | 0
5 | 3 | 4:00 | 0 | 4:00 | 0
6 | 3 | 5:00 | 0 | 5:00 | 0
7 | 3 | 6:00 | 2.32 | 6:00 | 2.31
8 | 3 | 7:00 | 25.82 | 7:00 | 25.69
9 | 3 | 8:00 | 46.21 | 8:00 | 45.98
10 | 3 | 9:00 | 57.69 | 9:00 | 57.4
11 | 3 | 10:00 | 64.46 | 10:00 | 64.14
12 | 3 | 11:00 | 64.98 | 11:00 | 64.66
13 | 3 | 12:00 | 64.82 | 12:00 | 64.5
14 | 3 | 13:00 | 65.46 | 13:00 | 65.13
15 | 3 | 14:00 | 62.06 | 14:00 | 61.75
16 | 3 | 15:00 | 56.39 | 15:00 | 56.1
17 | 3 | 16:00 | 43.99 | 16:00 | 43.77
18 | 3 | 17:00 | 13.36 | 17:00 | 13.3
19 | 3 | 18:00 | 0 | 18:00 | 0
20 | 3 | 19:00 | 0 | 19:00 | 0
21 | 3 | 20:00 | 0 | 20:00 | 0
22 | 3 | 21:00 | 0 | 21:00 | 0
23 | 3 | 22:00 | 0 | 22:00 | 0
24 | 3 | 23:00 | 0 | 23:00 | 0
1 | 3 | 0:00 | 0 | 0:00 | 0
2 | 3 | 1:00 | 0 | 1:00 | 0
3 | 3 | 2:00 | 0 | 2:00 | 0
4 | 3 | 3:00 | 0 | 3:00 | 0
5 | 3 | 4:00 | 0 | 4:00 | 0
6 | 3 | 5:00 | 0 | 5:00 | 0
7 | 3 | 6:00 | 2.28 | 6:00 | 2.27
8 | 3 | 7:00 | 26.95 | 7:00 | 26.81
9 | 3 | 8:00 | 51.54 | 8:00 | 51.28
10 | 3 | 9:00 | 58.79 | 9:00 | 58.5
11 | 3 | 10:00 | 59.47 | 10:00 | 59.17
12 | 3 | 11:00 | 66.5 | 11:00 | 66.16
13 | 3 | 12:00 | 67.44 | 12:00 | 67.1
14 | 3 | 13:00 | 63.67 | 13:00 | 63.35
15 | 3 | 14:00 | 59.12 | 14:00 | 58.82
16 | 3 | 15:00 | 55.39 | 15:00 | 55.11
17 | 3 | 16:00 | 39.39 | 16:00 | 39.19
18 | 3 | 17:00 | 13.26 | 17:00 | 13.19
19 | 3 | 18:00 | 0 | 18:00 | 0
20 | 3 | 19:00 | 0 | 19:00 | 0
21 | 3 | 20:00 | 0 | 20:00 | 0
22 | 3 | 21:00 | 0 | 21:00 | 0
23 | 3 | 22:00 | 0 | 22:00 | 0
24 | 3 | 23:00 | 0 | 23:00 | 0
1 | 3 | 0:00 | 0 | 0:00 | 0
2 | 3 | 1:00 | 0 | 1:00 | 0
3 | 3 | 2:00 | 0 | 2:00 | 0
4 | 3 | 3:00 | 0 | 3:00 | 0
5 | 3 | 4:00 | 0 | 4:00 | 0
6 | 3 | 5:00 | 0 | 5:00 | 0
7 | 3 | 6:00 | 2.9 | 6:00 | 2.89
8 | 3 | 7:00 | 30.22 | 7:00 | 30.07
9 | 3 | 8:00 | 54.54 | 8:00 | 54.27
10 | 3 | 9:00 | 60.45 | 9:00 | 60.14
11 | 3 | 10:00 | 62.04 | 10:00 | 61.73
12 | 3 | 11:00 | 63.29 | 11:00 | 62.97
13 | 3 | 12:00 | 62.45 | 12:00 | 62.14
14 | 3 | 13:00 | 63.52 | 13:00 | 63.21
15 | 3 | 14:00 | 64.25 | 14:00 | 63.93
16 | 3 | 15:00 | 62.23 | 15:00 | 61.92
17 | 3 | 16:00 | 46.68 | 16:00 | 46.45
18 | 3 | 17:00 | 13.99 | 17:00 | 13.92
19 | 3 | 18:00 | 0 | 18:00 | 0
20 | 3 | 19:00 | 0 | 19:00 | 0
21 | 3 | 20:00 | 0 | 20:00 | 0
22 | 3 | 21:00 | 0 | 21:00 | 0
23 | 3 | 22:00 | 0 | 22:00 | 0
24 | 3 | 23:00 | 0 | 23:00 | 0
1 | 3 | 0:00 | 0 | 0:00 | 0
2 | 3 | 1:00 | 0 | 1:00 | 0
3 | 3 | 2:00 | 0 | 2:00 | 0
4 | 3 | 3:00 | 0 | 3:00 | 0
5 | 3 | 4:00 | 0 | 4:00 | 0
6 | 3 | 5:00 | 0 | 5:00 | 0
7 | 3 | 6:00 | 3.51 | 6:00 | 3.49
8 | 3 | 7:00 | 32.9 | 7:00 | 32.74
9 | 3 | 8:00 | 52.35 | 8:00 | 52.09
10 | 3 | 9:00 | 61.98 | 9:00 | 61.67
11 | 3 | 10:00 | 67.2 | 10:00 | 66.87
12 | 3 | 11:00 | 73.12 | 11:00 | 72.75
13 | 3 | 12:00 | 72.34 | 12:00 | 71.98
14 | 3 | 13:00 | 73.15 | 13:00 | 72.78
15 | 3 | 14:00 | 74.99 | 14:00 | 74.61
16 | 3 | 15:00 | 69.75 | 15:00 | 69.4
17 | 3 | 16:00 | 52.84 | 16:00 | 52.58
18 | 3 | 17:00 | 17.76 | 17:00 | 17.67
19 | 3 | 18:00 | 0 | 18:00 | 0
20 | 3 | 19:00 | 0 | 19:00 | 0
21 | 3 | 20:00 | 0 | 20:00 | 0
22 | 3 | 21:00 | 0 | 21:00 | 0
23 | 3 | 22:00 | 0 | 22:00 | 0
24 | 3 | 23:00 | 0 | 23:00 | 0
1 | 3 | 0:00 | 0 | 0:00 | 0
2 | 3 | 1:00 | 0 | 1:00 | 0
3 | 3 | 2:00 | 0 | 2:00 | 0
4 | 3 | 3:00 | 0 | 3:00 | 0
5 | 3 | 4:00 | 0 | 4:00 | 0
6 | 3 | 5:00 | 0 | 5:00 | 0
7 | 3 | 6:00 | 4.16 | 6:00 | 4.14
8 | 3 | 7:00 | 37.48 | 7:00 | 37.29
9 | 3 | 8:00 | 62.35 | 8:00 | 62.04
10 | 3 | 9:00 | 70.83 | 9:00 | 70.48
11 | 3 | 10:00 | 71.08 | 10:00 | 70.72
12 | 3 | 11:00 | 75.09 | 11:00 | 74.71
13 | 3 | 12:00 | 76.99 | 12:00 | 76.61
14 | 3 | 13:00 | 71.66 | 13:00 | 71.3
15 | 3 | 14:00 | 68.3 | 14:00 | 67.96
16 | 3 | 15:00 | 64.93 | 15:00 | 64.6
17 | 3 | 16:00 | 54.9 | 16:00 | 54.62
18 | 3 | 17:00 | 18.26 | 17:00 | 18.17
19 | 3 | 18:00 | 0 | 18:00 | 0
20 | 3 | 19:00 | 0 | 19:00 | 0
21 | 3 | 20:00 | 0 | 20:00 | 0
22 | 3 | 21:00 | 0 | 21:00 | 0
23 | 3 | 22:00 | 0 | 22:00 | 0
24 | 3 | 23:00 | 0 | 23:00 | 0
1 | 3 | 0:00 | 0 | 0:00 | 0
2 | 3 | 1:00 | 0 | 1:00 | 0
3 | 3 | 2:00 | 0 | 2:00 | 0
4 | 3 | 3:00 | 0 | 3:00 | 0
5 | 3 | 4:00 | 0 | 4:00 | 0
6 | 3 | 5:00 | 0 | 5:00 | 0
7 | 3 | 6:00 | 3.69 | 6:00 | 3.67
8 | 3 | 7:00 | 28.99 | 7:00 | 28.85
9 | 3 | 8:00 | 47.15 | 8:00 | 46.91
10 | 3 | 9:00 | 56.46 | 9:00 | 56.18
11 | 3 | 10:00 | 70.93 | 10:00 | 70.57
12 | 3 | 11:00 | 69.65 | 11:00 | 69.3
13 | 3 | 12:00 | 62.37 | 12:00 | 62.06
14 | 3 | 13:00 | 62.7 | 13:00 | 62.39
15 | 3 | 14:00 | 64.82 | 14:00 | 64.5
16 | 3 | 15:00 | 64.32 | 15:00 | 63.99
17 | 3 | 16:00 | 50.78 | 16:00 | 50.53
18 | 3 | 17:00 | 16.9 | 17:00 | 16.82
19 | 3 | 18:00 | 0 | 18:00 | 0
20 | 3 | 19:00 | 0 | 19:00 | 0
21 | 3 | 20:00 | 0 | 20:00 | 0
22 | 3 | 21:00 | 0 | 21:00 | 0
23 | 3 | 22:00 | 0 | 22:00 | 0
24 | 3 | 23:00 | 0 | 23:00 | 0
1 | 3 | 0:00 | 0 | 0:00 | 0
2 | 3 | 1:00 | 0 | 1:00 | 0
3 | 3 | 2:00 | 0 | 2:00 | 0
4 | 3 | 3:00 | 0 | 3:00 | 0
5 | 3 | 4:00 | 0 | 4:00 | 0
6 | 3 | 5:00 | 0 | 5:00 | 0
7 | 3 | 6:00 | 4.28 | 6:00 | 4.26
8 | 3 | 7:00 | 29.58 | 7:00 | 29.43
9 | 3 | 8:00 | 50.81 | 8:00 | 50.56
10 | 3 | 9:00 | 55.24 | 9:00 | 54.96
11 | 3 | 10:00 | 64.04 | 10:00 | 63.72
12 | 3 | 11:00 | 66.06 | 11:00 | 65.73
13 | 3 | 12:00 | 60.89 | 12:00 | 60.58
14 | 3 | 13:00 | 62.82 | 13:00 | 62.51
15 | 3 | 14:00 | 63.39 | 14:00 | 63.07
16 | 3 | 15:00 | 59.54 | 15:00 | 59.24
17 | 3 | 16:00 | 43.84 | 16:00 | 43.62
18 | 3 | 17:00 | 13.54 | 17:00 | 13.47
19 | 3 | 18:00 | 0 | 18:00 | 0
20 | 3 | 19:00 | 0 | 19:00 | 0
21 | 3 | 20:00 | 0 | 20:00 | 0
22 | 3 | 21:00 | 0 | 21:00 | 0
23 | 3 | 22:00 | 0 | 22:00 | 0
24 | 3 | 23:00 | 0 | 23:00 | 0
1 | 3 | 0:00 | 0 | 0:00 | 0
2 | 3 | 1:00 | 0 | 1:00 | 0
3 | 3 | 2:00 | 0 | 2:00 | 0
4 | 3 | 3:00 | 0 | 3:00 | 0
5 | 3 | 4:00 | 0 | 4:00 | 0
6 | 3 | 5:00 | 0 | 5:00 | 0
7 | 3 | 6:00 | 4.96 | 6:00 | 4.94
8 | 3 | 7:00 | 35.8 | 7:00 | 35.62
9 | 3 | 8:00 | 60.6 | 8:00 | 60.3
10 | 3 | 9:00 | 71.15 | 9:00 | 70.8
11 | 3 | 10:00 | 74.03 | 10:00 | 73.66
12 | 3 | 11:00 | 70.42 | 11:00 | 70.07
13 | 3 | 12:00 | 66.58 | 12:00 | 66.24
14 | 3 | 13:00 | 67.42 | 13:00 | 67.08
15 | 3 | 14:00 | 66.73 | 14:00 | 66.4
16 | 3 | 15:00 | 61.31 | 15:00 | 61
17 | 3 | 16:00 | 47.19 | 16:00 | 46.96
18 | 3 | 17:00 | 16.64 | 17:00 | 16.56
19 | 3 | 18:00 | 0 | 18:00 | 0
20 | 3 | 19:00 | 0 | 19:00 | 0
21 | 3 | 20:00 | 0 | 20:00 | 0
22 | 3 | 21:00 | 0 | 21:00 | 0
23 | 3 | 22:00 | 0 | 22:00 | 0
24 | 3 | 23:00 | 0 | 23:00 | 0
1 | 3 | 0:00 | 0 | 0:00 | 0
2 | 3 | 1:00 | 0 | 1:00 | 0
3 | 3 | 2:00 | 0 | 2:00 | 0
4 | 3 | 3:00 | 0 | 3:00 | 0
5 | 3 | 4:00 | 0 | 4:00 | 0
6 | 3 | 5:00 | 0 | 5:00 | 0
7 | 3 | 6:00 | 5.69 | 6:00 | 5.66
8 | 3 | 7:00 | 39.05 | 7:00 | 38.85
9 | 3 | 8:00 | 59.76 | 8:00 | 59.47
10 | 3 | 9:00 | 64.58 | 9:00 | 64.26
11 | 3 | 10:00 | 70.95 | 10:00 | 70.6
12 | 3 | 11:00 | 70.01 | 11:00 | 69.66
13 | 3 | 12:00 | 67.12 | 12:00 | 66.79
14 | 3 | 13:00 | 64.15 | 13:00 | 63.83
15 | 3 | 14:00 | 65.31 | 14:00 | 64.99
16 | 3 | 15:00 | 63.66 | 15:00 | 63.34
17 | 3 | 16:00 | 51.78 | 16:00 | 51.52
18 | 3 | 17:00 | 17.99 | 17:00 | 17.9
19 | 3 | 18:00 | 0 | 18:00 | 0
20 | 3 | 19:00 | 0 | 19:00 | 0
21 | 3 | 20:00 | 0 | 20:00 | 0
22 | 3 | 21:00 | 0 | 21:00 | 0
23 | 3 | 22:00 | 0 | 22:00 | 0
24 | 3 | 23:00 | 0 | 23:00 | 0
1 | 3 | 0:00 | 0 | 0:00 | 0
2 | 3 | 1:00 | 0 | 1:00 | 0
3 | 3 | 2:00 | 0 | 2:00 | 0
4 | 3 | 3:00 | 0 | 3:00 | 0
5 | 3 | 4:00 | 0 | 4:00 | 0
6 | 3 | 5:00 | 0 | 5:00 | 0
7 | 3 | 6:00 | 6.07 | 6:00 | 6.04
8 | 3 | 7:00 | 41.94 | 7:00 | 41.73
9 | 3 | 8:00 | 60.5 | 8:00 | 60.19
10 | 3 | 9:00 | 75.44 | 9:00 | 75.06
11 | 3 | 10:00 | 80.87 | 10:00 | 80.46
12 | 3 | 11:00 | 84.46 | 11:00 | 84.04
13 | 3 | 12:00 | 84.83 | 12:00 | 84.4
14 | 3 | 13:00 | 81.75 | 13:00 | 81.35
15 | 3 | 14:00 | 82.94 | 14:00 | 82.52
16 | 3 | 15:00 | 79.75 | 15:00 | 79.36
17 | 3 | 16:00 | 64.19 | 16:00 | 63.87
18 | 3 | 17:00 | 22.22 | 17:00 | 22.11
19 | 3 | 18:00 | 0 | 18:00 | 0
20 | 3 | 19:00 | 0 | 19:00 | 0
21 | 3 | 20:00 | 0 | 20:00 | 0
22 | 3 | 21:00 | 0 | 21:00 | 0
23 | 3 | 22:00 | 0 | 22:00 | 0
24 | 3 | 23:00 | 0 | 23:00 | 0
1 | 3 | 0:00 | 0 | 0:00 | 0
2 | 3 | 1:00 | 0 | 1:00 | 0
3 | 3 | 2:00 | 0 | 2:00 | 0
4 | 3 | 3:00 | 0 | 3:00 | 0
5 | 3 | 4:00 | 0 | 4:00 | 0
6 | 3 | 5:00 | 0 | 5:00 | 0
7 | 3 | 6:00 | 6.12 | 6:00 | 6.09
8 | 3 | 7:00 | 40.85 | 7:00 | 40.65
9 | 3 | 8:00 | 62.71 | 8:00 | 62.4
10 | 3 | 9:00 | 69.35 | 9:00 | 69.01
11 | 3 | 10:00 | 78.24 | 10:00 | 77.85
12 | 3 | 11:00 | 79.49 | 11:00 | 79.09
13 | 3 | 12:00 | 78.44 | 12:00 | 78.05
14 | 3 | 13:00 | 76.76 | 13:00 | 76.38
15 | 3 | 14:00 | 75.27 | 14:00 | 74.89
16 | 3 | 15:00 | 70.47 | 15:00 | 70.11
17 | 3 | 16:00 | 55.11 | 16:00 | 54.83
18 | 3 | 17:00 | 18.98 | 17:00 | 18.89
19 | 3 | 18:00 | 0 | 18:00 | 0
20 | 3 | 19:00 | 0 | 19:00 | 0
21 | 3 | 20:00 | 0 | 20:00 | 0
22 | 3 | 21:00 | 0 | 21:00 | 0
23 | 3 | 22:00 | 0 | 22:00 | 0
24 | 3 | 23:00 | 0 | 23:00 | 0
1 | 3 | 0:00 | 0 | 0:00 | 0
2 | 3 | 1:00 | 0 | 1:00 | 0
3 | 3 | 2:00 | 0 | 2:00 | 0
4 | 3 | 3:00 | 0 | 3:00 | 0
5 | 3 | 4:00 | 0 | 4:00 | 0
6 | 3 | 5:00 | 0 | 5:00 | 0
7 | 3 | 6:00 | 7.74 | 6:00 | 7.7
8 | 3 | 7:00 | 46.97 | 7:00 | 46.73
9 | 3 | 8:00 | 69.57 | 8:00 | 69.22
10 | 3 | 9:00 | 72.09 | 9:00 | 71.73
11 | 3 | 10:00 | 79 | 10:00 | 78.61
12 | 3 | 11:00 | 83.41 | 11:00 | 82.99
13 | 3 | 12:00 | 84.83 | 12:00 | 84.41
14 | 3 | 13:00 | 82.48 | 13:00 | 82.07
15 | 3 | 14:00 | 77.92 | 14:00 | 77.53
16 | 3 | 15:00 | 72.09 | 15:00 | 71.73
17 | 3 | 16:00 | 60.02 | 16:00 | 59.72
18 | 3 | 17:00 | 20.38 | 17:00 | 20.28
19 | 3 | 18:00 | 0 | 18:00 | 0
20 | 3 | 19:00 | 0 | 19:00 | 0
21 | 3 | 20:00 | 0 | 20:00 | 0
22 | 3 | 21:00 | 0 | 21:00 | 0
23 | 3 | 22:00 | 0 | 22:00 | 0
24 | 3 | 23:00 | 0 | 23:00 | 0
1 | 3 | 0:00 | 0 | 0:00 | 0
2 | 3 | 1:00 | 0 | 1:00 | 0
3 | 3 | 2:00 | 0 | 2:00 | 0
4 | 3 | 3:00 | 0 | 3:00 | 0
5 | 3 | 4:00 | 0 | 4:00 | 0
6 | 3 | 5:00 | 0 | 5:00 | 0
7 | 3 | 6:00 | 8.66 | 6:00 | 8.62
8 | 3 | 7:00 | 52.63 | 7:00 | 52.37
9 | 3 | 8:00 | 75.57 | 8:00 | 75.19
10 | 3 | 9:00 | 74.59 | 9:00 | 74.21
11 | 3 | 10:00 | 78.23 | 10:00 | 77.84
12 | 3 | 11:00 | 77.93 | 11:00 | 77.54
13 | 3 | 12:00 | 75.17 | 12:00 | 74.79
14 | 3 | 13:00 | 81.4 | 13:00 | 80.99
15 | 3 | 14:00 | 79.65 | 14:00 | 79.25
16 | 3 | 15:00 | 66.28 | 15:00 | 65.95
17 | 3 | 16:00 | 58.25 | 16:00 | 57.95
18 | 3 | 17:00 | 23.31 | 17:00 | 23.19
19 | 3 | 18:00 | 0 | 18:00 | 0
20 | 3 | 19:00 | 0 | 19:00 | 0
21 | 3 | 20:00 | 0 | 20:00 | 0
22 | 3 | 21:00 | 0 | 21:00 | 0
23 | 3 | 22:00 | 0 | 22:00 | 0
24 | 3 | 23:00 | 0 | 23:00 | 0
1 | 3 | 0:00 | 0 | 0:00 | 0
2 | 3 | 1:00 | 0 | 1:00 | 0
3 | 3 | 2:00 | 0 | 2:00 | 0
4 | 3 | 3:00 | 0 | 3:00 | 0
5 | 3 | 4:00 | 0 | 4:00 | 0
6 | 3 | 5:00 | 0 | 5:00 | 0
7 | 3 | 6:00 | 8.78 | 6:00 | 8.74
8 | 3 | 7:00 | 47.38 | 7:00 | 47.15
9 | 3 | 8:00 | 67.14 | 8:00 | 66.8
10 | 3 | 9:00 | 72.06 | 9:00 | 71.7
11 | 3 | 10:00 | 75.29 | 10:00 | 74.92
12 | 3 | 11:00 | 78.06 | 11:00 | 77.67
13 | 3 | 12:00 | 76.86 | 12:00 | 76.47
14 | 3 | 13:00 | 79.57 | 13:00 | 79.17
15 | 3 | 14:00 | 80.99 | 14:00 | 80.58
16 | 3 | 15:00 | 75.51 | 15:00 | 75.13
17 | 3 | 16:00 | 67.57 | 16:00 | 67.23
18 | 3 | 17:00 | 24.78 | 17:00 | 24.66
19 | 3 | 18:00 | 0 | 18:00 | 0
20 | 3 | 19:00 | 0 | 19:00 | 0
21 | 3 | 20:00 | 0 | 20:00 | 0
22 | 3 | 21:00 | 0 | 21:00 | 0
23 | 3 | 22:00 | 0 | 22:00 | 0
24 | 3 | 23:00 | 0 | 23:00 | 0
1 | 3 | 0:00 | 0 | 0:00 | 0
2 | 3 | 1:00 | 0 | 1:00 | 0
3 | 3 | 2:00 | 0 | 2:00 | 0
4 | 3 | 3:00 | 0 | 3:00 | 0
5 | 3 | 4:00 | 0 | 4:00 | 0
6 | 3 | 5:00 | 0 | 5:00 | 0
7 | 3 | 6:00 | 9.07 | 6:00 | 9.03
8 | 3 | 7:00 | 45.18 | 7:00 | 44.95
9 | 3 | 8:00 | 64.4 | 8:00 | 64.08
10 | 3 | 9:00 | 68.78 | 9:00 | 68.43
11 | 3 | 10:00 | 74.75 | 10:00 | 74.38
12 | 3 | 11:00 | 76.84 | 11:00 | 76.46
13 | 3 | 12:00 | 76.71 | 12:00 | 76.32
14 | 3 | 13:00 | 80.23 | 13:00 | 79.83
15 | 3 | 14:00 | 74.93 | 14:00 | 74.56
16 | 3 | 15:00 | 67.75 | 15:00 | 67.41
17 | 3 | 16:00 | 58.14 | 16:00 | 57.85
18 | 3 | 17:00 | 21.15 | 17:00 | 21.05
19 | 3 | 18:00 | 0 | 18:00 | 0
20 | 3 | 19:00 | 0 | 19:00 | 0
21 | 3 | 20:00 | 0 | 20:00 | 0
22 | 3 | 21:00 | 0 | 21:00 | 0
23 | 3 | 22:00 | 0 | 22:00 | 0
24 | 3 | 23:00 | 0 | 23:00 | 0
1 | 3 | 0:00 | 0 | 0:00 | 0
2 | 3 | 1:00 | 0 | 1:00 | 0
3 | 3 | 2:00 | 0 | 2:00 | 0
4 | 3 | 3:00 | 0 | 3:00 | 0
5 | 3 | 4:00 | 0 | 4:00 | 0
6 | 3 | 5:00 | 0 | 5:00 | 0
7 | 3 | 6:00 | 8.02 | 6:00 | 7.98
8 | 3 | 7:00 | 35.45 | 7:00 | 35.28
9 | 3 | 8:00 | 51.43 | 8:00 | 51.17
10 | 3 | 9:00 | 56.95 | 9:00 | 56.66
11 | 3 | 10:00 | 64.31 | 10:00 | 63.99
12 | 3 | 11:00 | 64.85 | 11:00 | 64.53
13 | 3 | 12:00 | 64.14 | 12:00 | 63.82
14 | 3 | 13:00 | 62.39 | 13:00 | 62.08
15 | 3 | 14:00 | 59.83 | 14:00 | 59.53
16 | 3 | 15:00 | 55.95 | 15:00 | 55.67
17 | 3 | 16:00 | 46.72 | 16:00 | 46.49
18 | 3 | 17:00 | 20.33 | 17:00 | 20.23
19 | 3 | 18:00 | 0 | 18:00 | 0
20 | 3 | 19:00 | 0 | 19:00 | 0
21 | 3 | 20:00 | 0 | 20:00 | 0
22 | 3 | 21:00 | 0 | 21:00 | 0
23 | 3 | 22:00 | 0 | 22:00 | 0
24 | 3 | 23:00 | 0 | 23:00 | 0
1 | 3 | 0:00 | 0 | 0:00 | 0
2 | 3 | 1:00 | 0 | 1:00 | 0
3 | 3 | 2:00 | 0 | 2:00 | 0
4 | 3 | 3:00 | 0 | 3:00 | 0
5 | 3 | 4:00 | 0 | 4:00 | 0
6 | 3 | 5:00 | 0 | 5:00 | 0
7 | 3 | 6:00 | 9.75 | 6:00 | 9.7
8 | 3 | 7:00 | 45 | 7:00 | 44.78
9 | 3 | 8:00 | 61.04 | 8:00 | 60.74
10 | 3 | 9:00 | 65.45 | 9:00 | 65.12
11 | 3 | 10:00 | 69.27 | 10:00 | 68.92
12 | 3 | 11:00 | 74.14 | 11:00 | 73.77
13 | 3 | 12:00 | 76.34 | 12:00 | 75.96
14 | 3 | 13:00 | 69.9 | 13:00 | 69.55
15 | 3 | 14:00 | 70.08 | 14:00 | 69.73
16 | 3 | 15:00 | 63.75 | 15:00 | 63.43
17 | 3 | 16:00 | 54.23 | 16:00 | 53.96
18 | 3 | 17:00 | 23.22 | 17:00 | 23.11
19 | 3 | 18:00 | 0.07 | 18:00 | 0.07
20 | 3 | 19:00 | 0 | 19:00 | 0
21 | 3 | 20:00 | 0 | 20:00 | 0
22 | 3 | 21:00 | 0 | 21:00 | 0
23 | 3 | 22:00 | 0 | 22:00 | 0
24 | 3 | 23:00 | 0 | 23:00 | 0
1 | 3 | 0:00 | 0 | 0:00 | 0
2 | 3 | 1:00 | 0 | 1:00 | 0
3 | 3 | 2:00 | 0 | 2:00 | 0
4 | 3 | 3:00 | 0 | 3:00 | 0
5 | 3 | 4:00 | 0 | 4:00 | 0
6 | 3 | 5:00 | 0 | 5:00 | 0
7 | 3 | 6:00 | 9.61 | 6:00 | 9.56
8 | 3 | 7:00 | 37.66 | 7:00 | 37.47
9 | 3 | 8:00 | 52.35 | 8:00 | 52.09
10 | 3 | 9:00 | 61.08 | 9:00 | 60.77
11 | 3 | 10:00 | 62.91 | 10:00 | 62.59
12 | 3 | 11:00 | 65.36 | 11:00 | 65.04
13 | 3 | 12:00 | 62.07 | 12:00 | 61.76
14 | 3 | 13:00 | 61.74 | 13:00 | 61.43
15 | 3 | 14:00 | 59.61 | 14:00 | 59.31
16 | 3 | 15:00 | 54.3 | 15:00 | 54.03
17 | 3 | 16:00 | 44.55 | 16:00 | 44.33
18 | 3 | 17:00 | 16.46 | 17:00 | 16.38
19 | 3 | 18:00 | 0.15 | 18:00 | 0.15
20 | 3 | 19:00 | 0 | 19:00 | 0
21 | 3 | 20:00 | 0 | 20:00 | 0
22 | 3 | 21:00 | 0 | 21:00 | 0
23 | 3 | 22:00 | 0 | 22:00 | 0
24 | 3 | 23:00 | 0 | 23:00 | 0
1 | 3 | 0:00 | 0 | 0:00 | 0
2 | 3 | 1:00 | 0 | 1:00 | 0
3 | 3 | 2:00 | 0 | 2:00 | 0
4 | 3 | 3:00 | 0 | 3:00 | 0
5 | 3 | 4:00 | 0 | 4:00 | 0
6 | 3 | 5:00 | 0 | 5:00 | 0
7 | 3 | 6:00 | 10.21 | 6:00 | 10.16
8 | 3 | 7:00 | 41.9 | 7:00 | 41.69
9 | 3 | 8:00 | 54.57 | 8:00 | 54.29
10 | 3 | 9:00 | 59.51 | 9:00 | 59.21
11 | 3 | 10:00 | 68.81 | 10:00 | 68.47
12 | 3 | 11:00 | 75.34 | 11:00 | 74.96
13 | 3 | 12:00 | 76.02 | 12:00 | 75.63
14 | 3 | 13:00 | 74.3 | 13:00 | 73.93
15 | 3 | 14:00 | 68.11 | 14:00 | 67.77
16 | 3 | 15:00 | 61.77 | 15:00 | 61.46
17 | 3 | 16:00 | 53.25 | 16:00 | 52.98
18 | 3 | 17:00 | 21.64 | 17:00 | 21.53
19 | 3 | 18:00 | 0.2 | 18:00 | 0.2
20 | 3 | 19:00 | 0 | 19:00 | 0
21 | 3 | 20:00 | 0 | 20:00 | 0
22 | 3 | 21:00 | 0 | 21:00 | 0
23 | 3 | 22:00 | 0 | 22:00 | 0
24 | 3 | 23:00 | 0 | 23:00 | 0
1 | 3 | 0:00 | 0 | 0:00 | 0
2 | 3 | 1:00 | 0 | 1:00 | 0
3 | 3 | 2:00 | 0 | 2:00 | 0
4 | 3 | 3:00 | 0 | 3:00 | 0
5 | 3 | 4:00 | 0 | 4:00 | 0
6 | 3 | 5:00 | 0 | 5:00 | 0
7 | 3 | 6:00 | 13.11 | 6:00 | 13.04
8 | 3 | 7:00 | 51.36 | 7:00 | 51.11
9 | 3 | 8:00 | 73.22 | 8:00 | 72.86
10 | 3 | 9:00 | 76.45 | 9:00 | 76.07
11 | 3 | 10:00 | 79.63 | 10:00 | 79.23
12 | 3 | 11:00 | 82.85 | 11:00 | 82.44
13 | 3 | 12:00 | 83.92 | 12:00 | 83.5
14 | 3 | 13:00 | 84.18 | 13:00 | 83.76
15 | 3 | 14:00 | 80.9 | 14:00 | 80.5
16 | 3 | 15:00 | 75.03 | 15:00 | 74.65
17 | 3 | 16:00 | 62.26 | 16:00 | 61.95
18 | 3 | 17:00 | 25.99 | 17:00 | 25.86
19 | 3 | 18:00 | 0.3 | 18:00 | 0.29
20 | 3 | 19:00 | 0 | 19:00 | 0
21 | 3 | 20:00 | 0 | 20:00 | 0
22 | 3 | 21:00 | 0 | 21:00 | 0
23 | 3 | 22:00 | 0 | 22:00 | 0
24 | 3 | 23:00 | 0 | 23:00 | 0
1 | 3 | 0:00 | 0 | 0:00 | 0
2 | 3 | 1:00 | 0 | 1:00 | 0
3 | 3 | 2:00 | 0 | 2:00 | 0
4 | 3 | 3:00 | 0 | 3:00 | 0
5 | 3 | 4:00 | 0 | 4:00 | 0
6 | 3 | 5:00 | 0 | 5:00 | 0
7 | 3 | 6:00 | 11.2 | 6:00 | 11.15
8 | 3 | 7:00 | 37.25 | 7:00 | 37.06
9 | 3 | 8:00 | 45.85 | 8:00 | 45.62
10 | 3 | 9:00 | 53.26 | 9:00 | 53
11 | 3 | 10:00 | 62.49 | 10:00 | 62.18
12 | 3 | 11:00 | 70 | 11:00 | 69.65
13 | 3 | 12:00 | 68.52 | 12:00 | 68.18
14 | 3 | 13:00 | 68.43 | 13:00 | 68.09
15 | 3 | 14:00 | 71.87 | 14:00 | 71.51
16 | 3 | 15:00 | 65.61 | 15:00 | 65.28
17 | 3 | 16:00 | 51.44 | 16:00 | 51.18
18 | 3 | 17:00 | 20.06 | 17:00 | 19.96
19 | 3 | 18:00 | 0.35 | 18:00 | 0.35
20 | 3 | 19:00 | 0 | 19:00 | 0
21 | 3 | 20:00 | 0 | 20:00 | 0
22 | 3 | 21:00 | 0 | 21:00 | 0
23 | 3 | 22:00 | 0 | 22:00 | 0
24 | 3 | 23:00 | 0 | 23:00 | 0
1 | 4 | 0:00 | 0 | 0:00 | 0
2 | 4 | 1:00 | 0 | 1:00 | 0
3 | 4 | 2:00 | 0 | 2:00 | 0
4 | 4 | 3:00 | 0 | 3:00 | 0
5 | 4 | 4:00 | 0 | 4:00 | 0
6 | 4 | 5:00 | 0 | 5:00 | 0
7 | 4 | 6:00 | 11.21 | 6:00 | 11.15
8 | 4 | 7:00 | 42.64 | 7:00 | 42.43
9 | 4 | 8:00 | 59.96 | 8:00 | 59.66
10 | 4 | 9:00 | 67.3 | 9:00 | 66.97
11 | 4 | 10:00 | 71.76 | 10:00 | 71.4
12 | 4 | 11:00 | 70.36 | 11:00 | 70.01
13 | 4 | 12:00 | 67.65 | 12:00 | 67.31
14 | 4 | 13:00 | 68.9 | 13:00 | 68.56
15 | 4 | 14:00 | 69.91 | 14:00 | 69.56
16 | 4 | 15:00 | 64.1 | 15:00 | 63.78
17 | 4 | 16:00 | 56.88 | 16:00 | 56.6
18 | 4 | 17:00 | 20.57 | 17:00 | 20.47
19 | 4 | 18:00 | 0.44 | 18:00 | 0.43
20 | 4 | 19:00 | 0 | 19:00 | 0
21 | 4 | 20:00 | 0 | 20:00 | 0
22 | 4 | 21:00 | 0 | 21:00 | 0
23 | 4 | 22:00 | 0 | 22:00 | 0
24 | 4 | 23:00 | 0 | 23:00 | 0
1 | 4 | 0:00 | 0 | 0:00 | 0
2 | 4 | 1:00 | 0 | 1:00 | 0
3 | 4 | 2:00 | 0 | 2:00 | 0
4 | 4 | 3:00 | 0 | 3:00 | 0
5 | 4 | 4:00 | 0 | 4:00 | 0
6 | 4 | 5:00 | 0 | 5:00 | 0
7 | 4 | 6:00 | 13.73 | 6:00 | 13.66
8 | 4 | 7:00 | 48.21 | 7:00 | 47.97
9 | 4 | 8:00 | 61.72 | 8:00 | 61.42
10 | 4 | 9:00 | 67.93 | 9:00 | 67.59
11 | 4 | 10:00 | 69.08 | 10:00 | 68.73
12 | 4 | 11:00 | 72.11 | 11:00 | 71.75
13 | 4 | 12:00 | 74.43 | 12:00 | 74.06
14 | 4 | 13:00 | 75.3 | 13:00 | 74.92
15 | 4 | 14:00 | 71.66 | 14:00 | 71.3
16 | 4 | 15:00 | 73.82 | 15:00 | 73.45
17 | 4 | 16:00 | 66.9 | 16:00 | 66.56
18 | 4 | 17:00 | 26.56 | 17:00 | 26.43
19 | 4 | 18:00 | 0.65 | 18:00 | 0.65
20 | 4 | 19:00 | 0 | 19:00 | 0
21 | 4 | 20:00 | 0 | 20:00 | 0
22 | 4 | 21:00 | 0 | 21:00 | 0
23 | 4 | 22:00 | 0 | 22:00 | 0
24 | 4 | 23:00 | 0 | 23:00 | 0
1 | 4 | 0:00 | 0 | 0:00 | 0
2 | 4 | 1:00 | 0 | 1:00 | 0
3 | 4 | 2:00 | 0 | 2:00 | 0
4 | 4 | 3:00 | 0 | 3:00 | 0
5 | 4 | 4:00 | 0 | 4:00 | 0
6 | 4 | 5:00 | 0 | 5:00 | 0
7 | 4 | 6:00 | 16.54 | 6:00 | 16.46
8 | 4 | 7:00 | 53.3 | 7:00 | 53.03
9 | 4 | 8:00 | 68.4 | 8:00 | 68.06
10 | 4 | 9:00 | 75.32 | 9:00 | 74.95
11 | 4 | 10:00 | 78.57 | 10:00 | 78.17
12 | 4 | 11:00 | 81.26 | 11:00 | 80.86
13 | 4 | 12:00 | 83.01 | 12:00 | 82.6
14 | 4 | 13:00 | 81.55 | 13:00 | 81.14
15 | 4 | 14:00 | 81 | 14:00 | 80.6
16 | 4 | 15:00 | 73.51 | 15:00 | 73.14
17 | 4 | 16:00 | 64.71 | 16:00 | 64.39
18 | 4 | 17:00 | 26.45 | 17:00 | 26.32
19 | 4 | 18:00 | 0.73 | 18:00 | 0.73
20 | 4 | 19:00 | 0 | 19:00 | 0
21 | 4 | 20:00 | 0 | 20:00 | 0
22 | 4 | 21:00 | 0 | 21:00 | 0
23 | 4 | 22:00 | 0 | 22:00 | 0
24 | 4 | 23:00 | 0 | 23:00 | 0
1 | 4 | 0:00 | 0 | 0:00 | 0
2 | 4 | 1:00 | 0 | 1:00 | 0
3 | 4 | 2:00 | 0 | 2:00 | 0
4 | 4 | 3:00 | 0 | 3:00 | 0
5 | 4 | 4:00 | 0 | 4:00 | 0
6 | 4 | 5:00 | 0 | 5:00 | 0
7 | 4 | 6:00 | 14.11 | 6:00 | 14.04
8 | 4 | 7:00 | 47.14 | 7:00 | 46.91
9 | 4 | 8:00 | 57.97 | 8:00 | 57.68
10 | 4 | 9:00 | 69.71 | 9:00 | 69.36
11 | 4 | 10:00 | 72.36 | 10:00 | 72
12 | 4 | 11:00 | 73.53 | 11:00 | 73.16
13 | 4 | 12:00 | 74.33 | 12:00 | 73.96
14 | 4 | 13:00 | 76.88 | 13:00 | 76.49
15 | 4 | 14:00 | 71.1 | 14:00 | 70.75
16 | 4 | 15:00 | 68.7 | 15:00 | 68.35
17 | 4 | 16:00 | 63.07 | 16:00 | 62.75
18 | 4 | 17:00 | 27.88 | 17:00 | 27.74
19 | 4 | 18:00 | 0.9 | 18:00 | 0.89
20 | 4 | 19:00 | 0 | 19:00 | 0
21 | 4 | 20:00 | 0 | 20:00 | 0
22 | 4 | 21:00 | 0 | 21:00 | 0
23 | 4 | 22:00 | 0 | 22:00 | 0
24 | 4 | 23:00 | 0 | 23:00 | 0
1 | 4 | 0:00 | 0 | 0:00 | 0
2 | 4 | 1:00 | 0 | 1:00 | 0
3 | 4 | 2:00 | 0 | 2:00 | 0
4 | 4 | 3:00 | 0 | 3:00 | 0
5 | 4 | 4:00 | 0 | 4:00 | 0
6 | 4 | 5:00 | 0 | 5:00 | 0
7 | 4 | 6:00 | 12.7 | 6:00 | 12.63
8 | 4 | 7:00 | 40.06 | 7:00 | 39.86
9 | 4 | 8:00 | 51.24 | 8:00 | 50.99
10 | 4 | 9:00 | 58.49 | 9:00 | 58.2
11 | 4 | 10:00 | 66.17 | 10:00 | 65.84
12 | 4 | 11:00 | 67.72 | 11:00 | 67.38
13 | 4 | 12:00 | 71.45 | 12:00 | 71.09
14 | 4 | 13:00 | 73.22 | 13:00 | 72.85
15 | 4 | 14:00 | 69.77 | 14:00 | 69.42
16 | 4 | 15:00 | 71.11 | 15:00 | 70.76
17 | 4 | 16:00 | 64.41 | 16:00 | 64.08
18 | 4 | 17:00 | 26 | 17:00 | 25.87
19 | 4 | 18:00 | 0.8 | 18:00 | 0.8
20 | 4 | 19:00 | 0 | 19:00 | 0
21 | 4 | 20:00 | 0 | 20:00 | 0
22 | 4 | 21:00 | 0 | 21:00 | 0
23 | 4 | 22:00 | 0 | 22:00 | 0
24 | 4 | 23:00 | 0 | 23:00 | 0
1 | 4 | 0:00 | 0 | 0:00 | 0
2 | 4 | 1:00 | 0 | 1:00 | 0
3 | 4 | 2:00 | 0 | 2:00 | 0
4 | 4 | 3:00 | 0 | 3:00 | 0
5 | 4 | 4:00 | 0 | 4:00 | 0
6 | 4 | 5:00 | 0 | 5:00 | 0
7 | 4 | 6:00 | 16.32 | 6:00 | 16.23
8 | 4 | 7:00 | 48.1 | 7:00 | 47.86
9 | 4 | 8:00 | 59.82 | 8:00 | 59.52
10 | 4 | 9:00 | 70.54 | 9:00 | 70.18
11 | 4 | 10:00 | 74.67 | 10:00 | 74.29
12 | 4 | 11:00 | 75.51 | 11:00 | 75.13
13 | 4 | 12:00 | 74.08 | 12:00 | 73.71
14 | 4 | 13:00 | 72.26 | 13:00 | 71.9
15 | 4 | 14:00 | 73.06 | 14:00 | 72.69
16 | 4 | 15:00 | 69.31 | 15:00 | 68.97
17 | 4 | 16:00 | 61.84 | 16:00 | 61.53
18 | 4 | 17:00 | 24.89 | 17:00 | 24.77
19 | 4 | 18:00 | 0.92 | 18:00 | 0.91
20 | 4 | 19:00 | 0 | 19:00 | 0
21 | 4 | 20:00 | 0 | 20:00 | 0
22 | 4 | 21:00 | 0 | 21:00 | 0
23 | 4 | 22:00 | 0 | 22:00 | 0
24 | 4 | 23:00 | 0 | 23:00 | 0
1 | 4 | 0:00 | 0 | 0:00 | 0
2 | 4 | 1:00 | 0 | 1:00 | 0
3 | 4 | 2:00 | 0 | 2:00 | 0
4 | 4 | 3:00 | 0 | 3:00 | 0
5 | 4 | 4:00 | 0 | 4:00 | 0
6 | 4 | 5:00 | 0 | 5:00 | 0
7 | 4 | 6:00 | 18.4 | 6:00 | 18.31
8 | 4 | 7:00 | 56.12 | 7:00 | 55.84
9 | 4 | 8:00 | 68.23 | 8:00 | 67.89
10 | 4 | 9:00 | 73.36 | 9:00 | 72.99
11 | 4 | 10:00 | 77.43 | 10:00 | 77.04
12 | 4 | 11:00 | 79.95 | 11:00 | 79.55
13 | 4 | 12:00 | 85.72 | 12:00 | 85.29
14 | 4 | 13:00 | 85.98 | 13:00 | 85.55
15 | 4 | 14:00 | 85.3 | 14:00 | 84.87
16 | 4 | 15:00 | 80.69 | 15:00 | 80.29
17 | 4 | 16:00 | 72.44 | 16:00 | 72.08
18 | 4 | 17:00 | 30.62 | 17:00 | 30.47
19 | 4 | 18:00 | 1.42 | 18:00 | 1.41
20 | 4 | 19:00 | 0 | 19:00 | 0
21 | 4 | 20:00 | 0 | 20:00 | 0
22 | 4 | 21:00 | 0 | 21:00 | 0
23 | 4 | 22:00 | 0 | 22:00 | 0
24 | 4 | 23:00 | 0 | 23:00 | 0
1 | 4 | 0:00 | 0 | 0:00 | 0
2 | 4 | 1:00 | 0 | 1:00 | 0
3 | 4 | 2:00 | 0 | 2:00 | 0
4 | 4 | 3:00 | 0 | 3:00 | 0
5 | 4 | 4:00 | 0 | 4:00 | 0
6 | 4 | 5:00 | 0 | 5:00 | 0
7 | 4 | 6:00 | 17.63 | 6:00 | 17.55
8 | 4 | 7:00 | 48.19 | 7:00 | 47.95
9 | 4 | 8:00 | 58.46 | 8:00 | 58.17
10 | 4 | 9:00 | 66.68 | 9:00 | 66.34
11 | 4 | 10:00 | 70.2 | 10:00 | 69.84
12 | 4 | 11:00 | 76.24 | 11:00 | 75.86
13 | 4 | 12:00 | 72.08 | 12:00 | 71.72
14 | 4 | 13:00 | 72.97 | 13:00 | 72.61
15 | 4 | 14:00 | 72.78 | 14:00 | 72.42
16 | 4 | 15:00 | 66.83 | 15:00 | 66.49
17 | 4 | 16:00 | 57.16 | 16:00 | 56.87
18 | 4 | 17:00 | 24.75 | 17:00 | 24.63
19 | 4 | 18:00 | 1.44 | 18:00 | 1.43
20 | 4 | 19:00 | 0 | 19:00 | 0
21 | 4 | 20:00 | 0 | 20:00 | 0
22 | 4 | 21:00 | 0 | 21:00 | 0
23 | 4 | 22:00 | 0 | 22:00 | 0
24 | 4 | 23:00 | 0 | 23:00 | 0
1 | 4 | 0:00 | 0 | 0:00 | 0
2 | 4 | 1:00 | 0 | 1:00 | 0
3 | 4 | 2:00 | 0 | 2:00 | 0
4 | 4 | 3:00 | 0 | 3:00 | 0
5 | 4 | 4:00 | 0 | 4:00 | 0
6 | 4 | 5:00 | 0 | 5:00 | 0
7 | 4 | 6:00 | 18.2 | 6:00 | 18.11
8 | 4 | 7:00 | 51.76 | 7:00 | 51.5
9 | 4 | 8:00 | 61.09 | 8:00 | 60.79
10 | 4 | 9:00 | 66.68 | 9:00 | 66.35
11 | 4 | 10:00 | 72.87 | 10:00 | 72.51
12 | 4 | 11:00 | 76.47 | 11:00 | 76.09
13 | 4 | 12:00 | 72.87 | 12:00 | 72.5
14 | 4 | 13:00 | 75.09 | 13:00 | 74.71
15 | 4 | 14:00 | 72.9 | 14:00 | 72.53
16 | 4 | 15:00 | 77.15 | 15:00 | 76.76
17 | 4 | 16:00 | 67.51 | 16:00 | 67.17
18 | 4 | 17:00 | 30.26 | 17:00 | 30.11
19 | 4 | 18:00 | 1.96 | 18:00 | 1.95
20 | 4 | 19:00 | 0 | 19:00 | 0
21 | 4 | 20:00 | 0 | 20:00 | 0
22 | 4 | 21:00 | 0 | 21:00 | 0
23 | 4 | 22:00 | 0 | 22:00 | 0
24 | 4 | 23:00 | 0 | 23:00 | 0
1 | 4 | 0:00 | 0 | 0:00 | 0
2 | 4 | 1:00 | 0 | 1:00 | 0
3 | 4 | 2:00 | 0 | 2:00 | 0
4 | 4 | 3:00 | 0 | 3:00 | 0
5 | 4 | 4:00 | 0 | 4:00 | 0
6 | 4 | 5:00 | 0 | 5:00 | 0
7 | 4 | 6:00 | 24.6 | 6:00 | 24.48
8 | 4 | 7:00 | 67.64 | 7:00 | 67.3
9 | 4 | 8:00 | 74.74 | 8:00 | 74.37
10 | 4 | 9:00 | 79.44 | 9:00 | 79.05
11 | 4 | 10:00 | 80.56 | 10:00 | 80.16
12 | 4 | 11:00 | 80.79 | 11:00 | 80.38
13 | 4 | 12:00 | 82.12 | 12:00 | 81.71
14 | 4 | 13:00 | 81.72 | 13:00 | 81.31
15 | 4 | 14:00 | 80.04 | 14:00 | 79.64
16 | 4 | 15:00 | 70.9 | 15:00 | 70.55
17 | 4 | 16:00 | 62.5 | 16:00 | 62.19
18 | 4 | 17:00 | 30.3 | 17:00 | 30.15
19 | 4 | 18:00 | 1.79 | 18:00 | 1.78
20 | 4 | 19:00 | 0 | 19:00 | 0
21 | 4 | 20:00 | 0 | 20:00 | 0
22 | 4 | 21:00 | 0 | 21:00 | 0
23 | 4 | 22:00 | 0 | 22:00 | 0
24 | 4 | 23:00 | 0 | 23:00 | 0
1 | 4 | 0:00 | 0 | 0:00 | 0
2 | 4 | 1:00 | 0 | 1:00 | 0
3 | 4 | 2:00 | 0 | 2:00 | 0
4 | 4 | 3:00 | 0 | 3:00 | 0
5 | 4 | 4:00 | 0 | 4:00 | 0
6 | 4 | 5:00 | 0 | 5:00 | 0
7 | 4 | 6:00 | 18.84 | 6:00 | 18.74
8 | 4 | 7:00 | 47.92 | 7:00 | 47.68
9 | 4 | 8:00 | 57.4 | 8:00 | 57.12
10 | 4 | 9:00 | 66.8 | 9:00 | 66.47
11 | 4 | 10:00 | 71.34 | 10:00 | 70.98
12 | 4 | 11:00 | 62.67 | 11:00 | 62.35
13 | 4 | 12:00 | 60.76 | 12:00 | 60.46
14 | 4 | 13:00 | 62.15 | 13:00 | 61.84
15 | 4 | 14:00 | 58.22 | 14:00 | 57.93
16 | 4 | 15:00 | 60.37 | 15:00 | 60.07
17 | 4 | 16:00 | 55.63 | 16:00 | 55.35
18 | 4 | 17:00 | 27.83 | 17:00 | 27.69
19 | 4 | 18:00 | 1.83 | 18:00 | 1.82
20 | 4 | 19:00 | 0 | 19:00 | 0
21 | 4 | 20:00 | 0 | 20:00 | 0
22 | 4 | 21:00 | 0 | 21:00 | 0
23 | 4 | 22:00 | 0 | 22:00 | 0
24 | 4 | 23:00 | 0 | 23:00 | 0
1 | 4 | 0:00 | 0 | 0:00 | 0
2 | 4 | 1:00 | 0 | 1:00 | 0
3 | 4 | 2:00 | 0 | 2:00 | 0
4 | 4 | 3:00 | 0 | 3:00 | 0
5 | 4 | 4:00 | 0 | 4:00 | 0
6 | 4 | 5:00 | 0 | 5:00 | 0
7 | 4 | 6:00 | 17.62 | 6:00 | 17.53
8 | 4 | 7:00 | 48.12 | 7:00 | 47.88
9 | 4 | 8:00 | 62.52 | 8:00 | 62.21
10 | 4 | 9:00 | 69.08 | 9:00 | 68.73
11 | 4 | 10:00 | 70.61 | 10:00 | 70.26
12 | 4 | 11:00 | 71.85 | 11:00 | 71.49
13 | 4 | 12:00 | 69.91 | 12:00 | 69.56
14 | 4 | 13:00 | 69.61 | 13:00 | 69.26
15 | 4 | 14:00 | 69.14 | 14:00 | 68.79
16 | 4 | 15:00 | 58.96 | 15:00 | 58.66
17 | 4 | 16:00 | 49.75 | 16:00 | 49.5
18 | 4 | 17:00 | 25.74 | 17:00 | 25.61
19 | 4 | 18:00 | 1.94 | 18:00 | 1.93
20 | 4 | 19:00 | 0 | 19:00 | 0
21 | 4 | 20:00 | 0 | 20:00 | 0
22 | 4 | 21:00 | 0 | 21:00 | 0
23 | 4 | 22:00 | 0 | 22:00 | 0
24 | 4 | 23:00 | 0 | 23:00 | 0
1 | 4 | 0:00 | 0 | 0:00 | 0
2 | 4 | 1:00 | 0 | 1:00 | 0
3 | 4 | 2:00 | 0 | 2:00 | 0
4 | 4 | 3:00 | 0 | 3:00 | 0
5 | 4 | 4:00 | 0 | 4:00 | 0
6 | 4 | 5:00 | 0 | 5:00 | 0
7 | 4 | 6:00 | 23.16 | 6:00 | 23.04
8 | 4 | 7:00 | 51.85 | 7:00 | 51.59
9 | 4 | 8:00 | 63.99 | 8:00 | 63.67
10 | 4 | 9:00 | 73.15 | 9:00 | 72.79
11 | 4 | 10:00 | 75.91 | 10:00 | 75.53
12 | 4 | 11:00 | 75.79 | 11:00 | 75.41
13 | 4 | 12:00 | 75.57 | 12:00 | 75.19
14 | 4 | 13:00 | 81.91 | 13:00 | 81.5
15 | 4 | 14:00 | 85.58 | 14:00 | 85.15
16 | 4 | 15:00 | 77.98 | 15:00 | 77.59
17 | 4 | 16:00 | 65.62 | 16:00 | 65.29
18 | 4 | 17:00 | 33.31 | 17:00 | 33.15
19 | 4 | 18:00 | 2.83 | 18:00 | 2.82
20 | 4 | 19:00 | 0 | 19:00 | 0
21 | 4 | 20:00 | 0 | 20:00 | 0
22 | 4 | 21:00 | 0 | 21:00 | 0
23 | 4 | 22:00 | 0 | 22:00 | 0
24 | 4 | 23:00 | 0 | 23:00 | 0
1 | 4 | 0:00 | 0 | 0:00 | 0
2 | 4 | 1:00 | 0 | 1:00 | 0
3 | 4 | 2:00 | 0 | 2:00 | 0
4 | 4 | 3:00 | 0 | 3:00 | 0
5 | 4 | 4:00 | 0 | 4:00 | 0
6 | 4 | 5:00 | 0.04 | 5:00 | 0.04
7 | 4 | 6:00 | 23.82 | 6:00 | 23.7
8 | 4 | 7:00 | 59.63 | 7:00 | 59.33
9 | 4 | 8:00 | 64.52 | 8:00 | 64.2
10 | 4 | 9:00 | 70.65 | 9:00 | 70.29
11 | 4 | 10:00 | 81.55 | 10:00 | 81.14
12 | 4 | 11:00 | 85.44 | 11:00 | 85.01
13 | 4 | 12:00 | 89.25 | 12:00 | 88.8
14 | 4 | 13:00 | 89.1 | 13:00 | 88.66
15 | 4 | 14:00 | 84.34 | 14:00 | 83.92
16 | 4 | 15:00 | 78.37 | 15:00 | 77.98
17 | 4 | 16:00 | 72.9 | 16:00 | 72.54
18 | 4 | 17:00 | 34.27 | 17:00 | 34.1
19 | 4 | 18:00 | 2.98 | 18:00 | 2.96
20 | 4 | 19:00 | 0 | 19:00 | 0
21 | 4 | 20:00 | 0 | 20:00 | 0
22 | 4 | 21:00 | 0 | 21:00 | 0
23 | 4 | 22:00 | 0 | 22:00 | 0
24 | 4 | 23:00 | 0 | 23:00 | 0
1 | 4 | 0:00 | 0 | 0:00 | 0
2 | 4 | 1:00 | 0 | 1:00 | 0
3 | 4 | 2:00 | 0 | 2:00 | 0
4 | 4 | 3:00 | 0 | 3:00 | 0
5 | 4 | 4:00 | 0 | 4:00 | 0
6 | 4 | 5:00 | 0.17 | 5:00 | 0.17
7 | 4 | 6:00 | 27.53 | 6:00 | 27.39
8 | 4 | 7:00 | 68.88 | 7:00 | 68.54
9 | 4 | 8:00 | 74.13 | 8:00 | 73.76
10 | 4 | 9:00 | 79.28 | 9:00 | 78.88
11 | 4 | 10:00 | 86.89 | 10:00 | 86.46
12 | 4 | 11:00 | 88.31 | 11:00 | 87.87
13 | 4 | 12:00 | 83.4 | 12:00 | 82.98
14 | 4 | 13:00 | 84.22 | 13:00 | 83.8
15 | 4 | 14:00 | 83.04 | 14:00 | 82.63
16 | 4 | 15:00 | 76.21 | 15:00 | 75.83
17 | 4 | 16:00 | 65.55 | 16:00 | 65.22
18 | 4 | 17:00 | 32.98 | 17:00 | 32.81
19 | 4 | 18:00 | 2.9 | 18:00 | 2.89
20 | 4 | 19:00 | 0 | 19:00 | 0
21 | 4 | 20:00 | 0 | 20:00 | 0
22 | 4 | 21:00 | 0 | 21:00 | 0
23 | 4 | 22:00 | 0 | 22:00 | 0
24 | 4 | 23:00 | 0 | 23:00 | 0
1 | 4 | 0:00 | 0 | 0:00 | 0
2 | 4 | 1:00 | 0 | 1:00 | 0
3 | 4 | 2:00 | 0 | 2:00 | 0
4 | 4 | 3:00 | 0 | 3:00 | 0
5 | 4 | 4:00 | 0 | 4:00 | 0
6 | 4 | 5:00 | 0.35 | 5:00 | 0.35
7 | 4 | 6:00 | 24.26 | 6:00 | 24.14
8 | 4 | 7:00 | 60.84 | 7:00 | 60.54
9 | 4 | 8:00 | 65.79 | 8:00 | 65.46
10 | 4 | 9:00 | 76.46 | 9:00 | 76.08
11 | 4 | 10:00 | 79.65 | 10:00 | 79.25
12 | 4 | 11:00 | 81.42 | 11:00 | 81.01
13 | 4 | 12:00 | 80.84 | 12:00 | 80.44
14 | 4 | 13:00 | 77.07 | 13:00 | 76.68
15 | 4 | 14:00 | 74.59 | 14:00 | 74.21
16 | 4 | 15:00 | 68.49 | 15:00 | 68.15
17 | 4 | 16:00 | 60.85 | 16:00 | 60.55
18 | 4 | 17:00 | 25.78 | 17:00 | 25.65
19 | 4 | 18:00 | 2.38 | 18:00 | 2.37
20 | 4 | 19:00 | 0 | 19:00 | 0
21 | 4 | 20:00 | 0 | 20:00 | 0
22 | 4 | 21:00 | 0 | 21:00 | 0
23 | 4 | 22:00 | 0 | 22:00 | 0
24 | 4 | 23:00 | 0 | 23:00 | 0
1 | 4 | 0:00 | 0 | 0:00 | 0
2 | 4 | 1:00 | 0 | 1:00 | 0
3 | 4 | 2:00 | 0 | 2:00 | 0
4 | 4 | 3:00 | 0 | 3:00 | 0
5 | 4 | 4:00 | 0 | 4:00 | 0
6 | 4 | 5:00 | 0.31 | 5:00 | 0.31
7 | 4 | 6:00 | 19.21 | 6:00 | 19.11
8 | 4 | 7:00 | 50.07 | 7:00 | 49.82
9 | 4 | 8:00 | 57.3 | 8:00 | 57.01
10 | 4 | 9:00 | 67.52 | 9:00 | 67.18
11 | 4 | 10:00 | 78.24 | 10:00 | 77.85
12 | 4 | 11:00 | 82.34 | 11:00 | 81.93
13 | 4 | 12:00 | 83.28 | 12:00 | 82.87
14 | 4 | 13:00 | 81.31 | 13:00 | 80.91
15 | 4 | 14:00 | 80.28 | 14:00 | 79.88
16 | 4 | 15:00 | 70.71 | 15:00 | 70.35
17 | 4 | 16:00 | 60.54 | 16:00 | 60.24
18 | 4 | 17:00 | 26.03 | 17:00 | 25.89
19 | 4 | 18:00 | 2.5 | 18:00 | 2.49
20 | 4 | 19:00 | 0 | 19:00 | 0
21 | 4 | 20:00 | 0 | 20:00 | 0
22 | 4 | 21:00 | 0 | 21:00 | 0
23 | 4 | 22:00 | 0 | 22:00 | 0
24 | 4 | 23:00 | 0 | 23:00 | 0
1 | 4 | 0:00 | 0 | 0:00 | 0
2 | 4 | 1:00 | 0 | 1:00 | 0
3 | 4 | 2:00 | 0 | 2:00 | 0
4 | 4 | 3:00 | 0 | 3:00 | 0
5 | 4 | 4:00 | 0 | 4:00 | 0
6 | 4 | 5:00 | 0.59 | 5:00 | 0.58
7 | 4 | 6:00 | 25.12 | 6:00 | 24.99
8 | 4 | 7:00 | 63.14 | 7:00 | 62.83
9 | 4 | 8:00 | 73.04 | 8:00 | 72.67
10 | 4 | 9:00 | 78.96 | 9:00 | 78.56
11 | 4 | 10:00 | 82.65 | 10:00 | 82.24
12 | 4 | 11:00 | 79.02 | 11:00 | 78.62
13 | 4 | 12:00 | 75.56 | 12:00 | 75.18
14 | 4 | 13:00 | 73.34 | 13:00 | 72.97
15 | 4 | 14:00 | 72.86 | 14:00 | 72.5
16 | 4 | 15:00 | 71.38 | 15:00 | 71.02
17 | 4 | 16:00 | 58.04 | 16:00 | 57.75
18 | 4 | 17:00 | 29.58 | 17:00 | 29.43
19 | 4 | 18:00 | 3.09 | 18:00 | 3.08
20 | 4 | 19:00 | 0 | 19:00 | 0
21 | 4 | 20:00 | 0 | 20:00 | 0
22 | 4 | 21:00 | 0 | 21:00 | 0
23 | 4 | 22:00 | 0 | 22:00 | 0
24 | 4 | 23:00 | 0 | 23:00 | 0
1 | 4 | 0:00 | 0 | 0:00 | 0
2 | 4 | 1:00 | 0 | 1:00 | 0
3 | 4 | 2:00 | 0 | 2:00 | 0
4 | 4 | 3:00 | 0 | 3:00 | 0
5 | 4 | 4:00 | 0 | 4:00 | 0
6 | 4 | 5:00 | 0.63 | 5:00 | 0.62
7 | 4 | 6:00 | 22.81 | 6:00 | 22.7
8 | 4 | 7:00 | 53.82 | 7:00 | 53.55
9 | 4 | 8:00 | 64.14 | 8:00 | 63.81
10 | 4 | 9:00 | 70.41 | 9:00 | 70.06
11 | 4 | 10:00 | 79.86 | 10:00 | 79.46
12 | 4 | 11:00 | 79.82 | 11:00 | 79.42
13 | 4 | 12:00 | 76.95 | 12:00 | 76.56
14 | 4 | 13:00 | 77.24 | 13:00 | 76.86
15 | 4 | 14:00 | 72.41 | 14:00 | 72.04
16 | 4 | 15:00 | 63.5 | 15:00 | 63.19
17 | 4 | 16:00 | 57.36 | 16:00 | 57.07
18 | 4 | 17:00 | 29.15 | 17:00 | 29
19 | 4 | 18:00 | 2.76 | 18:00 | 2.75
20 | 4 | 19:00 | 0 | 19:00 | 0
21 | 4 | 20:00 | 0 | 20:00 | 0
22 | 4 | 21:00 | 0 | 21:00 | 0
23 | 4 | 22:00 | 0 | 22:00 | 0
24 | 4 | 23:00 | 0 | 23:00 | 0
1 | 4 | 0:00 | 0 | 0:00 | 0
2 | 4 | 1:00 | 0 | 1:00 | 0
3 | 4 | 2:00 | 0 | 2:00 | 0
4 | 4 | 3:00 | 0 | 3:00 | 0
5 | 4 | 4:00 | 0 | 4:00 | 0
6 | 4 | 5:00 | 1.19 | 5:00 | 1.19
7 | 4 | 6:00 | 31.35 | 6:00 | 31.19
8 | 4 | 7:00 | 70.45 | 7:00 | 70.09
9 | 4 | 8:00 | 77.22 | 8:00 | 76.83
10 | 4 | 9:00 | 85.65 | 9:00 | 85.22
11 | 4 | 10:00 | 91.71 | 10:00 | 91.26
12 | 4 | 11:00 | 86.93 | 11:00 | 86.5
13 | 4 | 12:00 | 83.61 | 12:00 | 83.2
14 | 4 | 13:00 | 80.19 | 13:00 | 79.79
15 | 4 | 14:00 | 75.32 | 14:00 | 74.95
16 | 4 | 15:00 | 74.55 | 15:00 | 74.18
17 | 4 | 16:00 | 67.43 | 16:00 | 67.1
18 | 4 | 17:00 | 31.89 | 17:00 | 31.73
19 | 4 | 18:00 | 3.31 | 18:00 | 3.29
20 | 4 | 19:00 | 0 | 19:00 | 0
21 | 4 | 20:00 | 0 | 20:00 | 0
22 | 4 | 21:00 | 0 | 21:00 | 0
23 | 4 | 22:00 | 0 | 22:00 | 0
24 | 4 | 23:00 | 0 | 23:00 | 0
1 | 4 | 0:00 | 0 | 0:00 | 0
2 | 4 | 1:00 | 0 | 1:00 | 0
3 | 4 | 2:00 | 0 | 2:00 | 0
4 | 4 | 3:00 | 0 | 3:00 | 0
5 | 4 | 4:00 | 0 | 4:00 | 0
6 | 4 | 5:00 | 1.14 | 5:00 | 1.13
7 | 4 | 6:00 | 25.76 | 6:00 | 25.63
8 | 4 | 7:00 | 57.25 | 7:00 | 56.96
9 | 4 | 8:00 | 59.02 | 8:00 | 58.72
10 | 4 | 9:00 | 66.89 | 9:00 | 66.56
11 | 4 | 10:00 | 69.98 | 10:00 | 69.63
12 | 4 | 11:00 | 74.58 | 11:00 | 74.21
13 | 4 | 12:00 | 79.67 | 12:00 | 79.27
14 | 4 | 13:00 | 79.18 | 13:00 | 78.78
15 | 4 | 14:00 | 73.29 | 14:00 | 72.92
16 | 4 | 15:00 | 67.12 | 15:00 | 66.79
17 | 4 | 16:00 | 58.41 | 16:00 | 58.12
18 | 4 | 17:00 | 28.68 | 17:00 | 28.54
19 | 4 | 18:00 | 3.11 | 18:00 | 3.1
20 | 4 | 19:00 | 0 | 19:00 | 0
21 | 4 | 20:00 | 0 | 20:00 | 0
22 | 4 | 21:00 | 0 | 21:00 | 0
23 | 4 | 22:00 | 0 | 22:00 | 0
24 | 4 | 23:00 | 0 | 23:00 | 0
1 | 4 | 0:00 | 0 | 0:00 | 0
2 | 4 | 1:00 | 0 | 1:00 | 0
3 | 4 | 2:00 | 0 | 2:00 | 0
4 | 4 | 3:00 | 0 | 3:00 | 0
5 | 4 | 4:00 | 0 | 4:00 | 0
6 | 4 | 5:00 | 1.2 | 5:00 | 1.2
7 | 4 | 6:00 | 22.88 | 6:00 | 22.76
8 | 4 | 7:00 | 47.34 | 7:00 | 47.11
9 | 4 | 8:00 | 50.79 | 8:00 | 50.53
10 | 4 | 9:00 | 56.64 | 9:00 | 56.36
11 | 4 | 10:00 | 58.77 | 10:00 | 58.48
12 | 4 | 11:00 | 62.91 | 11:00 | 62.6
13 | 4 | 12:00 | 68.41 | 12:00 | 68.07
14 | 4 | 13:00 | 66.89 | 13:00 | 66.56
15 | 4 | 14:00 | 61.15 | 14:00 | 60.85
16 | 4 | 15:00 | 54.14 | 15:00 | 53.87
17 | 4 | 16:00 | 43.18 | 16:00 | 42.96
18 | 4 | 17:00 | 22.89 | 17:00 | 22.77
19 | 4 | 18:00 | 2.7 | 18:00 | 2.69
20 | 4 | 19:00 | 0 | 19:00 | 0
21 | 4 | 20:00 | 0 | 20:00 | 0
22 | 4 | 21:00 | 0 | 21:00 | 0
23 | 4 | 22:00 | 0 | 22:00 | 0
24 | 4 | 23:00 | 0 | 23:00 | 0
1 | 4 | 0:00 | 0 | 0:00 | 0
2 | 4 | 1:00 | 0 | 1:00 | 0
3 | 4 | 2:00 | 0 | 2:00 | 0
4 | 4 | 3:00 | 0 | 3:00 | 0
5 | 4 | 4:00 | 0 | 4:00 | 0
6 | 4 | 5:00 | 1.56 | 5:00 | 1.55
7 | 4 | 6:00 | 26.14 | 6:00 | 26.01
8 | 4 | 7:00 | 56.67 | 7:00 | 56.39
9 | 4 | 8:00 | 58.82 | 8:00 | 58.53
10 | 4 | 9:00 | 66.75 | 9:00 | 66.42
11 | 4 | 10:00 | 75.02 | 10:00 | 74.64
12 | 4 | 11:00 | 81.99 | 11:00 | 81.58
13 | 4 | 12:00 | 71.52 | 12:00 | 71.16
14 | 4 | 13:00 | 69.91 | 13:00 | 69.56
15 | 4 | 14:00 | 67.6 | 14:00 | 67.26
16 | 4 | 15:00 | 63.39 | 15:00 | 63.07
17 | 4 | 16:00 | 47.02 | 16:00 | 46.78
18 | 4 | 17:00 | 26 | 17:00 | 25.87
19 | 4 | 18:00 | 3.34 | 18:00 | 3.32
20 | 4 | 19:00 | 0 | 19:00 | 0
21 | 4 | 20:00 | 0 | 20:00 | 0
22 | 4 | 21:00 | 0 | 21:00 | 0
23 | 4 | 22:00 | 0 | 22:00 | 0
24 | 4 | 23:00 | 0 | 23:00 | 0
1 | 4 | 0:00 | 0 | 0:00 | 0
2 | 4 | 1:00 | 0 | 1:00 | 0
3 | 4 | 2:00 | 0 | 2:00 | 0
4 | 4 | 3:00 | 0 | 3:00 | 0
5 | 4 | 4:00 | 0 | 4:00 | 0
6 | 4 | 5:00 | 1.75 | 5:00 | 1.74
7 | 4 | 6:00 | 24.33 | 6:00 | 24.21
8 | 4 | 7:00 | 51.36 | 7:00 | 51.11
9 | 4 | 8:00 | 55.54 | 8:00 | 55.26
10 | 4 | 9:00 | 67.67 | 9:00 | 67.34
11 | 4 | 10:00 | 72 | 10:00 | 71.64
12 | 4 | 11:00 | 73.99 | 11:00 | 73.62
13 | 4 | 12:00 | 79.97 | 12:00 | 79.57
14 | 4 | 13:00 | 77.47 | 13:00 | 77.08
15 | 4 | 14:00 | 74.7 | 14:00 | 74.32
16 | 4 | 15:00 | 67.36 | 15:00 | 67.02
17 | 4 | 16:00 | 55.87 | 16:00 | 55.59
18 | 4 | 17:00 | 27.81 | 17:00 | 27.67
19 | 4 | 18:00 | 3.61 | 18:00 | 3.59
20 | 4 | 19:00 | 0 | 19:00 | 0
21 | 4 | 20:00 | 0 | 20:00 | 0
22 | 4 | 21:00 | 0 | 21:00 | 0
23 | 4 | 22:00 | 0 | 22:00 | 0
24 | 4 | 23:00 | 0 | 23:00 | 0
1 | 4 | 0:00 | 0 | 0:00 | 0
2 | 4 | 1:00 | 0 | 1:00 | 0
3 | 4 | 2:00 | 0 | 2:00 | 0
4 | 4 | 3:00 | 0 | 3:00 | 0
5 | 4 | 4:00 | 0 | 4:00 | 0
6 | 4 | 5:00 | 1.86 | 5:00 | 1.86
7 | 4 | 6:00 | 24.14 | 6:00 | 24.02
8 | 4 | 7:00 | 48.27 | 7:00 | 48.03
9 | 4 | 8:00 | 53.38 | 8:00 | 53.11
10 | 4 | 9:00 | 52.66 | 9:00 | 52.4
11 | 4 | 10:00 | 62.51 | 10:00 | 62.2
12 | 4 | 11:00 | 71.8 | 11:00 | 71.44
13 | 4 | 12:00 | 74.26 | 12:00 | 73.89
14 | 4 | 13:00 | 70.51 | 13:00 | 70.16
15 | 4 | 14:00 | 76.55 | 14:00 | 76.16
16 | 4 | 15:00 | 72 | 15:00 | 71.64
17 | 4 | 16:00 | 57.78 | 16:00 | 57.49
18 | 4 | 17:00 | 32.47 | 17:00 | 32.31
19 | 4 | 18:00 | 4.54 | 18:00 | 4.52
20 | 4 | 19:00 | 0 | 19:00 | 0
21 | 4 | 20:00 | 0 | 20:00 | 0
22 | 4 | 21:00 | 0 | 21:00 | 0
23 | 4 | 22:00 | 0 | 22:00 | 0
24 | 4 | 23:00 | 0 | 23:00 | 0
1 | 4 | 0:00 | 0 | 0:00 | 0
2 | 4 | 1:00 | 0 | 1:00 | 0
3 | 4 | 2:00 | 0 | 2:00 | 0
4 | 4 | 3:00 | 0 | 3:00 | 0
5 | 4 | 4:00 | 0 | 4:00 | 0
6 | 4 | 5:00 | 2.82 | 5:00 | 2.81
7 | 4 | 6:00 | 33.71 | 6:00 | 33.54
8 | 4 | 7:00 | 69.44 | 7:00 | 69.1
9 | 4 | 8:00 | 75.79 | 8:00 | 75.41
10 | 4 | 9:00 | 75.57 | 9:00 | 75.19
11 | 4 | 10:00 | 82.56 | 10:00 | 82.15
12 | 4 | 11:00 | 86.33 | 11:00 | 85.9
13 | 4 | 12:00 | 90.81 | 12:00 | 90.36
14 | 4 | 13:00 | 90.88 | 13:00 | 90.42
15 | 4 | 14:00 | 90.9 | 14:00 | 90.45
16 | 4 | 15:00 | 83.19 | 15:00 | 82.77
17 | 4 | 16:00 | 74.33 | 16:00 | 73.96
18 | 4 | 17:00 | 40.58 | 17:00 | 40.38
19 | 4 | 18:00 | 4.86 | 18:00 | 4.84
20 | 4 | 19:00 | 0 | 19:00 | 0
21 | 4 | 20:00 | 0 | 20:00 | 0
22 | 4 | 21:00 | 0 | 21:00 | 0
23 | 4 | 22:00 | 0 | 22:00 | 0
24 | 4 | 23:00 | 0 | 23:00 | 0
1 | 4 | 0:00 | 0 | 0:00 | 0
2 | 4 | 1:00 | 0 | 1:00 | 0
3 | 4 | 2:00 | 0 | 2:00 | 0
4 | 4 | 3:00 | 0 | 3:00 | 0
5 | 4 | 4:00 | 0 | 4:00 | 0
6 | 4 | 5:00 | 2.57 | 5:00 | 2.56
7 | 4 | 6:00 | 27.92 | 6:00 | 27.78
8 | 4 | 7:00 | 55.9 | 7:00 | 55.62
9 | 4 | 8:00 | 61.5 | 8:00 | 61.19
10 | 4 | 9:00 | 72.81 | 9:00 | 72.45
11 | 4 | 10:00 | 71.06 | 10:00 | 70.7
12 | 4 | 11:00 | 70.94 | 11:00 | 70.59
13 | 4 | 12:00 | 72.76 | 12:00 | 72.39
14 | 4 | 13:00 | 75.63 | 13:00 | 75.25
15 | 4 | 14:00 | 68.02 | 14:00 | 67.68
16 | 4 | 15:00 | 64.91 | 15:00 | 64.58
17 | 4 | 16:00 | 56.89 | 16:00 | 56.61
18 | 4 | 17:00 | 31.42 | 17:00 | 31.26
19 | 4 | 18:00 | 3.94 | 18:00 | 3.92
20 | 4 | 19:00 | 0 | 19:00 | 0
21 | 4 | 20:00 | 0 | 20:00 | 0
22 | 4 | 21:00 | 0 | 21:00 | 0
23 | 4 | 22:00 | 0 | 22:00 | 0
24 | 4 | 23:00 | 0 | 23:00 | 0
1 | 4 | 0:00 | 0 | 0:00 | 0
2 | 4 | 1:00 | 0 | 1:00 | 0
3 | 4 | 2:00 | 0 | 2:00 | 0
4 | 4 | 3:00 | 0 | 3:00 | 0
5 | 4 | 4:00 | 0 | 4:00 | 0
6 | 4 | 5:00 | 2.43 | 5:00 | 2.41
7 | 4 | 6:00 | 28.92 | 6:00 | 28.77
8 | 4 | 7:00 | 57.42 | 7:00 | 57.14
9 | 4 | 8:00 | 58.37 | 8:00 | 58.08
10 | 4 | 9:00 | 64.02 | 9:00 | 63.7
11 | 4 | 10:00 | 66.07 | 10:00 | 65.74
12 | 4 | 11:00 | 66.05 | 11:00 | 65.72
13 | 4 | 12:00 | 65.56 | 12:00 | 65.24
14 | 4 | 13:00 | 73.39 | 13:00 | 73.02
15 | 4 | 14:00 | 74.66 | 14:00 | 74.29
16 | 4 | 15:00 | 71.86 | 15:00 | 71.5
17 | 4 | 16:00 | 59.57 | 16:00 | 59.27
18 | 4 | 17:00 | 29.42 | 17:00 | 29.27
19 | 4 | 18:00 | 4.58 | 18:00 | 4.56
20 | 4 | 19:00 | 0 | 19:00 | 0
21 | 4 | 20:00 | 0 | 20:00 | 0
22 | 4 | 21:00 | 0 | 21:00 | 0
23 | 4 | 22:00 | 0 | 22:00 | 0
24 | 4 | 23:00 | 0 | 23:00 | 0
1 | 4 | 0:00 | 0 | 0:00 | 0
2 | 4 | 1:00 | 0 | 1:00 | 0
3 | 4 | 2:00 | 0 | 2:00 | 0
4 | 4 | 3:00 | 0 | 3:00 | 0
5 | 4 | 4:00 | 0 | 4:00 | 0
6 | 4 | 5:00 | 2.31 | 5:00 | 2.3
7 | 4 | 6:00 | 24.44 | 6:00 | 24.32
8 | 4 | 7:00 | 47.73 | 7:00 | 47.49
9 | 4 | 8:00 | 56.19 | 8:00 | 55.91
10 | 4 | 9:00 | 58.87 | 9:00 | 58.58
11 | 4 | 10:00 | 61.06 | 10:00 | 60.76
12 | 4 | 11:00 | 67 | 11:00 | 66.67
13 | 4 | 12:00 | 66.33 | 12:00 | 66
14 | 4 | 13:00 | 70.46 | 13:00 | 70.11
15 | 4 | 14:00 | 69.51 | 14:00 | 69.16
16 | 4 | 15:00 | 71.47 | 15:00 | 71.12
17 | 4 | 16:00 | 61.98 | 16:00 | 61.67
18 | 4 | 17:00 | 31.18 | 17:00 | 31.02
19 | 4 | 18:00 | 4.25 | 18:00 | 4.23
20 | 4 | 19:00 | 0 | 19:00 | 0
21 | 4 | 20:00 | 0 | 20:00 | 0
22 | 4 | 21:00 | 0 | 21:00 | 0
23 | 4 | 22:00 | 0 | 22:00 | 0
24 | 4 | 23:00 | 0 | 23:00 | 0
1 | 4 | 0:00 | 0 | 0:00 | 0
2 | 4 | 1:00 | 0 | 1:00 | 0
3 | 4 | 2:00 | 0 | 2:00 | 0
4 | 4 | 3:00 | 0 | 3:00 | 0
5 | 4 | 4:00 | 0 | 4:00 | 0
6 | 4 | 5:00 | 2.54 | 5:00 | 2.53
7 | 4 | 6:00 | 22.94 | 6:00 | 22.83
8 | 4 | 7:00 | 43.95 | 7:00 | 43.73
9 | 4 | 8:00 | 52.81 | 8:00 | 52.54
10 | 4 | 9:00 | 56.71 | 9:00 | 56.42
11 | 4 | 10:00 | 61.7 | 10:00 | 61.39
12 | 4 | 11:00 | 60.95 | 11:00 | 60.64
13 | 4 | 12:00 | 60.2 | 12:00 | 59.9
14 | 4 | 13:00 | 59.95 | 13:00 | 59.65
15 | 4 | 14:00 | 61.9 | 14:00 | 61.59
16 | 4 | 15:00 | 54.36 | 15:00 | 54.09
17 | 4 | 16:00 | 46.36 | 16:00 | 46.12
18 | 4 | 17:00 | 24.95 | 17:00 | 24.83
19 | 4 | 18:00 | 3.96 | 18:00 | 3.94
20 | 4 | 19:00 | 0 | 19:00 | 0
21 | 4 | 20:00 | 0 | 20:00 | 0
22 | 4 | 21:00 | 0 | 21:00 | 0
23 | 4 | 22:00 | 0 | 22:00 | 0
24 | 4 | 23:00 | 0 | 23:00 | 0
1 | 5 | 0:00 | 0 | 0:00 | 0
2 | 5 | 1:00 | 0 | 1:00 | 0
3 | 5 | 2:00 | 0 | 2:00 | 0
4 | 5 | 3:00 | 0 | 3:00 | 0
5 | 5 | 4:00 | 0 | 4:00 | 0
6 | 5 | 5:00 | 3.23 | 5:00 | 3.22
7 | 5 | 6:00 | 27.21 | 6:00 | 27.07
8 | 5 | 7:00 | 55.02 | 7:00 | 54.74
9 | 5 | 8:00 | 65.05 | 8:00 | 64.73
10 | 5 | 9:00 | 70.71 | 9:00 | 70.36
11 | 5 | 10:00 | 72.27 | 10:00 | 71.9
12 | 5 | 11:00 | 72.44 | 11:00 | 72.08
13 | 5 | 12:00 | 72.47 | 12:00 | 72.11
14 | 5 | 13:00 | 73.01 | 13:00 | 72.65
15 | 5 | 14:00 | 72.81 | 14:00 | 72.44
16 | 5 | 15:00 | 68.94 | 15:00 | 68.6
17 | 5 | 16:00 | 63.75 | 16:00 | 63.43
18 | 5 | 17:00 | 36.7 | 17:00 | 36.52
19 | 5 | 18:00 | 5.79 | 18:00 | 5.76
20 | 5 | 19:00 | 0 | 19:00 | 0
21 | 5 | 20:00 | 0 | 20:00 | 0
22 | 5 | 21:00 | 0 | 21:00 | 0
23 | 5 | 22:00 | 0 | 22:00 | 0
24 | 5 | 23:00 | 0 | 23:00 | 0
1 | 5 | 0:00 | 0 | 0:00 | 0
2 | 5 | 1:00 | 0 | 1:00 | 0
3 | 5 | 2:00 | 0 | 2:00 | 0
4 | 5 | 3:00 | 0 | 3:00 | 0
5 | 5 | 4:00 | 0 | 4:00 | 0
6 | 5 | 5:00 | 3.95 | 5:00 | 3.93
7 | 5 | 6:00 | 34.57 | 6:00 | 34.4
8 | 5 | 7:00 | 60.45 | 7:00 | 60.15
9 | 5 | 8:00 | 60.25 | 8:00 | 59.95
10 | 5 | 9:00 | 61.79 | 9:00 | 61.48
11 | 5 | 10:00 | 65.68 | 10:00 | 65.35
12 | 5 | 11:00 | 70.58 | 11:00 | 70.23
13 | 5 | 12:00 | 72.92 | 12:00 | 72.56
14 | 5 | 13:00 | 70.21 | 13:00 | 69.86
15 | 5 | 14:00 | 65.95 | 14:00 | 65.62
16 | 5 | 15:00 | 61.61 | 15:00 | 61.31
17 | 5 | 16:00 | 56.47 | 16:00 | 56.19
18 | 5 | 17:00 | 34.6 | 17:00 | 34.43
19 | 5 | 18:00 | 6.04 | 18:00 | 6.01
20 | 5 | 19:00 | 0 | 19:00 | 0
21 | 5 | 20:00 | 0 | 20:00 | 0
22 | 5 | 21:00 | 0 | 21:00 | 0
23 | 5 | 22:00 | 0 | 22:00 | 0
24 | 5 | 23:00 | 0 | 23:00 | 0
1 | 5 | 0:00 | 0 | 0:00 | 0
2 | 5 | 1:00 | 0 | 1:00 | 0
3 | 5 | 2:00 | 0 | 2:00 | 0
4 | 5 | 3:00 | 0 | 3:00 | 0
5 | 5 | 4:00 | 0 | 4:00 | 0
6 | 5 | 5:00 | 4.03 | 5:00 | 4.01
7 | 5 | 6:00 | 34.15 | 6:00 | 33.98
8 | 5 | 7:00 | 60.27 | 7:00 | 59.96
9 | 5 | 8:00 | 71.89 | 8:00 | 71.53
10 | 5 | 9:00 | 78.1 | 9:00 | 77.71
11 | 5 | 10:00 | 80.99 | 10:00 | 80.59
12 | 5 | 11:00 | 80.71 | 11:00 | 80.3
13 | 5 | 12:00 | 75.25 | 12:00 | 74.88
14 | 5 | 13:00 | 77.71 | 13:00 | 77.32
15 | 5 | 14:00 | 73.21 | 14:00 | 72.84
16 | 5 | 15:00 | 74.82 | 15:00 | 74.45
17 | 5 | 16:00 | 63.82 | 16:00 | 63.5
18 | 5 | 17:00 | 38.8 | 17:00 | 38.6
19 | 5 | 18:00 | 7.02 | 18:00 | 6.99
20 | 5 | 19:00 | 0 | 19:00 | 0
21 | 5 | 20:00 | 0 | 20:00 | 0
22 | 5 | 21:00 | 0 | 21:00 | 0
23 | 5 | 22:00 | 0 | 22:00 | 0
24 | 5 | 23:00 | 0 | 23:00 | 0
1 | 5 | 0:00 | 0 | 0:00 | 0
2 | 5 | 1:00 | 0 | 1:00 | 0
3 | 5 | 2:00 | 0 | 2:00 | 0
4 | 5 | 3:00 | 0 | 3:00 | 0
5 | 5 | 4:00 | 0 | 4:00 | 0
6 | 5 | 5:00 | 4.34 | 5:00 | 4.32
7 | 5 | 6:00 | 34.54 | 6:00 | 34.36
8 | 5 | 7:00 | 60.42 | 7:00 | 60.12
9 | 5 | 8:00 | 64.47 | 8:00 | 64.15
10 | 5 | 9:00 | 74.06 | 9:00 | 73.69
11 | 5 | 10:00 | 77.06 | 10:00 | 76.67
12 | 5 | 11:00 | 80.88 | 11:00 | 80.47
13 | 5 | 12:00 | 78.19 | 12:00 | 77.8
14 | 5 | 13:00 | 77.23 | 13:00 | 76.84
15 | 5 | 14:00 | 77.06 | 14:00 | 76.68
16 | 5 | 15:00 | 73.15 | 15:00 | 72.79
17 | 5 | 16:00 | 65.12 | 16:00 | 64.8
18 | 5 | 17:00 | 38.73 | 17:00 | 38.53
19 | 5 | 18:00 | 5.97 | 18:00 | 5.94
20 | 5 | 19:00 | 0 | 19:00 | 0
21 | 5 | 20:00 | 0 | 20:00 | 0
22 | 5 | 21:00 | 0 | 21:00 | 0
23 | 5 | 22:00 | 0 | 22:00 | 0
24 | 5 | 23:00 | 0 | 23:00 | 0
1 | 5 | 0:00 | 0 | 0:00 | 0
2 | 5 | 1:00 | 0 | 1:00 | 0
3 | 5 | 2:00 | 0 | 2:00 | 0
4 | 5 | 3:00 | 0 | 3:00 | 0
5 | 5 | 4:00 | 0 | 4:00 | 0
6 | 5 | 5:00 | 4.57 | 5:00 | 4.54
7 | 5 | 6:00 | 33.63 | 6:00 | 33.47
8 | 5 | 7:00 | 61.81 | 7:00 | 61.5
9 | 5 | 8:00 | 69.37 | 8:00 | 69.03
10 | 5 | 9:00 | 77.5 | 9:00 | 77.12
11 | 5 | 10:00 | 84.83 | 10:00 | 84.4
12 | 5 | 11:00 | 86.95 | 11:00 | 86.51
13 | 5 | 12:00 | 85.74 | 12:00 | 85.31
14 | 5 | 13:00 | 81.32 | 13:00 | 80.91
15 | 5 | 14:00 | 80.54 | 14:00 | 80.14
16 | 5 | 15:00 | 78.53 | 15:00 | 78.14
17 | 5 | 16:00 | 66.38 | 16:00 | 66.05
18 | 5 | 17:00 | 31.74 | 17:00 | 31.58
19 | 5 | 18:00 | 4.52 | 18:00 | 4.5
20 | 5 | 19:00 | 0 | 19:00 | 0
21 | 5 | 20:00 | 0 | 20:00 | 0
22 | 5 | 21:00 | 0 | 21:00 | 0
23 | 5 | 22:00 | 0 | 22:00 | 0
24 | 5 | 23:00 | 0 | 23:00 | 0
1 | 5 | 0:00 | 0 | 0:00 | 0
2 | 5 | 1:00 | 0 | 1:00 | 0
3 | 5 | 2:00 | 0 | 2:00 | 0
4 | 5 | 3:00 | 0 | 3:00 | 0
5 | 5 | 4:00 | 0 | 4:00 | 0
6 | 5 | 5:00 | 3.53 | 5:00 | 3.51
7 | 5 | 6:00 | 28.62 | 6:00 | 28.48
8 | 5 | 7:00 | 54.08 | 7:00 | 53.81
9 | 5 | 8:00 | 62.84 | 8:00 | 62.52
10 | 5 | 9:00 | 76.04 | 9:00 | 75.66
11 | 5 | 10:00 | 78.95 | 10:00 | 78.56
12 | 5 | 11:00 | 76.62 | 11:00 | 76.24
13 | 5 | 12:00 | 74.87 | 12:00 | 74.49
14 | 5 | 13:00 | 77.54 | 13:00 | 77.15
15 | 5 | 14:00 | 75.89 | 14:00 | 75.51
16 | 5 | 15:00 | 68.44 | 15:00 | 68.1
17 | 5 | 16:00 | 62.22 | 16:00 | 61.91
18 | 5 | 17:00 | 34.15 | 17:00 | 33.97
19 | 5 | 18:00 | 5.78 | 18:00 | 5.75
20 | 5 | 19:00 | 0 | 19:00 | 0
21 | 5 | 20:00 | 0 | 20:00 | 0
22 | 5 | 21:00 | 0 | 21:00 | 0
23 | 5 | 22:00 | 0 | 22:00 | 0
24 | 5 | 23:00 | 0 | 23:00 | 0
1 | 5 | 0:00 | 0 | 0:00 | 0
2 | 5 | 1:00 | 0 | 1:00 | 0
3 | 5 | 2:00 | 0 | 2:00 | 0
4 | 5 | 3:00 | 0 | 3:00 | 0
5 | 5 | 4:00 | 0 | 4:00 | 0
6 | 5 | 5:00 | 3.23 | 5:00 | 3.21
7 | 5 | 6:00 | 23.86 | 6:00 | 23.74
8 | 5 | 7:00 | 44.84 | 7:00 | 44.61
9 | 5 | 8:00 | 61.25 | 8:00 | 60.95
10 | 5 | 9:00 | 73.63 | 9:00 | 73.27
11 | 5 | 10:00 | 77.19 | 10:00 | 76.81
12 | 5 | 11:00 | 73.97 | 11:00 | 73.6
13 | 5 | 12:00 | 71.67 | 12:00 | 71.32
14 | 5 | 13:00 | 75.45 | 13:00 | 75.07
15 | 5 | 14:00 | 64.81 | 14:00 | 64.48
16 | 5 | 15:00 | 55.91 | 15:00 | 55.64
17 | 5 | 16:00 | 41.72 | 16:00 | 41.51
18 | 5 | 17:00 | 26.34 | 17:00 | 26.21
19 | 5 | 18:00 | 5.31 | 18:00 | 5.28
20 | 5 | 19:00 | 0 | 19:00 | 0
21 | 5 | 20:00 | 0 | 20:00 | 0
22 | 5 | 21:00 | 0 | 21:00 | 0
23 | 5 | 22:00 | 0 | 22:00 | 0
24 | 5 | 23:00 | 0 | 23:00 | 0
1 | 5 | 0:00 | 0 | 0:00 | 0
2 | 5 | 1:00 | 0 | 1:00 | 0
3 | 5 | 2:00 | 0 | 2:00 | 0
4 | 5 | 3:00 | 0 | 3:00 | 0
5 | 5 | 4:00 | 0 | 4:00 | 0
6 | 5 | 5:00 | 3.49 | 5:00 | 3.47
7 | 5 | 6:00 | 25.23 | 6:00 | 25.11
8 | 5 | 7:00 | 47.57 | 7:00 | 47.33
9 | 5 | 8:00 | 57.47 | 8:00 | 57.18
10 | 5 | 9:00 | 61.32 | 9:00 | 61.01
11 | 5 | 10:00 | 66.33 | 10:00 | 66
12 | 5 | 11:00 | 72.55 | 11:00 | 72.18
13 | 5 | 12:00 | 72.1 | 12:00 | 71.74
14 | 5 | 13:00 | 68.86 | 13:00 | 68.52
15 | 5 | 14:00 | 73.65 | 14:00 | 73.28
16 | 5 | 15:00 | 68.15 | 15:00 | 67.81
17 | 5 | 16:00 | 48.26 | 16:00 | 48.02
18 | 5 | 17:00 | 25.4 | 17:00 | 25.27
19 | 5 | 18:00 | 5.45 | 18:00 | 5.42
20 | 5 | 19:00 | 0 | 19:00 | 0
21 | 5 | 20:00 | 0 | 20:00 | 0
22 | 5 | 21:00 | 0 | 21:00 | 0
23 | 5 | 22:00 | 0 | 22:00 | 0
24 | 5 | 23:00 | 0 | 23:00 | 0
1 | 5 | 0:00 | 0 | 0:00 | 0
2 | 5 | 1:00 | 0 | 1:00 | 0
3 | 5 | 2:00 | 0 | 2:00 | 0
4 | 5 | 3:00 | 0 | 3:00 | 0
5 | 5 | 4:00 | 0 | 4:00 | 0
6 | 5 | 5:00 | 4.27 | 5:00 | 4.24
7 | 5 | 6:00 | 30.24 | 6:00 | 30.09
8 | 5 | 7:00 | 49.32 | 7:00 | 49.08
9 | 5 | 8:00 | 57.01 | 8:00 | 56.73
10 | 5 | 9:00 | 65.6 | 9:00 | 65.27
11 | 5 | 10:00 | 76.14 | 10:00 | 75.76
12 | 5 | 11:00 | 75.92 | 11:00 | 75.54
13 | 5 | 12:00 | 77.19 | 12:00 | 76.8
14 | 5 | 13:00 | 73.9 | 13:00 | 73.53
15 | 5 | 14:00 | 75.7 | 14:00 | 75.32
16 | 5 | 15:00 | 67.98 | 15:00 | 67.64
17 | 5 | 16:00 | 58.85 | 16:00 | 58.55
18 | 5 | 17:00 | 34.47 | 17:00 | 34.3
19 | 5 | 18:00 | 6.69 | 18:00 | 6.66
20 | 5 | 19:00 | 0 | 19:00 | 0
21 | 5 | 20:00 | 0 | 20:00 | 0
22 | 5 | 21:00 | 0 | 21:00 | 0
23 | 5 | 22:00 | 0 | 22:00 | 0
24 | 5 | 23:00 | 0 | 23:00 | 0
1 | 5 | 0:00 | 0 | 0:00 | 0
2 | 5 | 1:00 | 0 | 1:00 | 0
3 | 5 | 2:00 | 0 | 2:00 | 0
4 | 5 | 3:00 | 0 | 3:00 | 0
5 | 5 | 4:00 | 0 | 4:00 | 0
6 | 5 | 5:00 | 4.67 | 5:00 | 4.65
7 | 5 | 6:00 | 30.54 | 6:00 | 30.39
8 | 5 | 7:00 | 57.59 | 7:00 | 57.31
9 | 5 | 8:00 | 61.71 | 8:00 | 61.4
10 | 5 | 9:00 | 70.9 | 9:00 | 70.55
11 | 5 | 10:00 | 75.18 | 10:00 | 74.8
12 | 5 | 11:00 | 81.99 | 11:00 | 81.58
13 | 5 | 12:00 | 79.57 | 12:00 | 79.18
14 | 5 | 13:00 | 75.59 | 13:00 | 75.21
15 | 5 | 14:00 | 71.84 | 14:00 | 71.48
16 | 5 | 15:00 | 71.22 | 15:00 | 70.86
17 | 5 | 16:00 | 63.23 | 16:00 | 62.91
18 | 5 | 17:00 | 35.67 | 17:00 | 35.5
19 | 5 | 18:00 | 7.67 | 18:00 | 7.63
20 | 5 | 19:00 | 0 | 19:00 | 0
21 | 5 | 20:00 | 0 | 20:00 | 0
22 | 5 | 21:00 | 0 | 21:00 | 0
23 | 5 | 22:00 | 0 | 22:00 | 0
24 | 5 | 23:00 | 0 | 23:00 | 0
1 | 5 | 0:00 | 0 | 0:00 | 0
2 | 5 | 1:00 | 0 | 1:00 | 0
3 | 5 | 2:00 | 0 | 2:00 | 0
4 | 5 | 3:00 | 0 | 3:00 | 0
5 | 5 | 4:00 | 0 | 4:00 | 0
6 | 5 | 5:00 | 5.27 | 5:00 | 5.24
7 | 5 | 6:00 | 32.71 | 6:00 | 32.54
8 | 5 | 7:00 | 58.57 | 7:00 | 58.28
9 | 5 | 8:00 | 65.5 | 8:00 | 65.17
10 | 5 | 9:00 | 69.99 | 9:00 | 69.64
11 | 5 | 10:00 | 82.79 | 10:00 | 82.37
12 | 5 | 11:00 | 88.06 | 11:00 | 87.62
13 | 5 | 12:00 | 86.1 | 12:00 | 85.67
14 | 5 | 13:00 | 80.43 | 13:00 | 80.03
15 | 5 | 14:00 | 73.49 | 14:00 | 73.12
16 | 5 | 15:00 | 70.18 | 15:00 | 69.83
17 | 5 | 16:00 | 59.39 | 16:00 | 59.09
18 | 5 | 17:00 | 34.23 | 17:00 | 34.06
19 | 5 | 18:00 | 7.05 | 18:00 | 7.02
20 | 5 | 19:00 | 0 | 19:00 | 0
21 | 5 | 20:00 | 0 | 20:00 | 0
22 | 5 | 21:00 | 0 | 21:00 | 0
23 | 5 | 22:00 | 0 | 22:00 | 0
24 | 5 | 23:00 | 0 | 23:00 | 0
1 | 5 | 0:00 | 0 | 0:00 | 0
2 | 5 | 1:00 | 0 | 1:00 | 0
3 | 5 | 2:00 | 0 | 2:00 | 0
4 | 5 | 3:00 | 0 | 3:00 | 0
5 | 5 | 4:00 | 0 | 4:00 | 0
6 | 5 | 5:00 | 5.41 | 5:00 | 5.38
7 | 5 | 6:00 | 32.07 | 6:00 | 31.91
8 | 5 | 7:00 | 60.33 | 7:00 | 60.03
9 | 5 | 8:00 | 67.52 | 8:00 | 67.18
10 | 5 | 9:00 | 72.35 | 9:00 | 71.99
11 | 5 | 10:00 | 78.17 | 10:00 | 77.78
12 | 5 | 11:00 | 80.25 | 11:00 | 79.85
13 | 5 | 12:00 | 75.29 | 12:00 | 74.92
14 | 5 | 13:00 | 74.95 | 13:00 | 74.58
15 | 5 | 14:00 | 73.19 | 14:00 | 72.82
16 | 5 | 15:00 | 70.38 | 15:00 | 70.03
17 | 5 | 16:00 | 59.2 | 16:00 | 58.9
18 | 5 | 17:00 | 37.54 | 17:00 | 37.35
19 | 5 | 18:00 | 7.72 | 18:00 | 7.68
20 | 5 | 19:00 | 0 | 19:00 | 0
21 | 5 | 20:00 | 0 | 20:00 | 0
22 | 5 | 21:00 | 0 | 21:00 | 0
23 | 5 | 22:00 | 0 | 22:00 | 0
24 | 5 | 23:00 | 0 | 23:00 | 0
1 | 5 | 0:00 | 0 | 0:00 | 0
2 | 5 | 1:00 | 0 | 1:00 | 0
3 | 5 | 2:00 | 0 | 2:00 | 0
4 | 5 | 3:00 | 0 | 3:00 | 0
5 | 5 | 4:00 | 0 | 4:00 | 0
6 | 5 | 5:00 | 6.6 | 5:00 | 6.57
7 | 5 | 6:00 | 39.26 | 6:00 | 39.06
8 | 5 | 7:00 | 70.41 | 7:00 | 70.05
9 | 5 | 8:00 | 78.65 | 8:00 | 78.25
10 | 5 | 9:00 | 80.11 | 9:00 | 79.71
11 | 5 | 10:00 | 83.09 | 10:00 | 82.68
12 | 5 | 11:00 | 87.57 | 11:00 | 87.13
13 | 5 | 12:00 | 79.48 | 12:00 | 79.08
14 | 5 | 13:00 | 83.87 | 13:00 | 83.45
15 | 5 | 14:00 | 81.29 | 14:00 | 80.89
16 | 5 | 15:00 | 63.85 | 15:00 | 63.53
17 | 5 | 16:00 | 48.19 | 16:00 | 47.95
18 | 5 | 17:00 | 30.36 | 17:00 | 30.21
19 | 5 | 18:00 | 6.54 | 18:00 | 6.51
20 | 5 | 19:00 | 0 | 19:00 | 0
21 | 5 | 20:00 | 0 | 20:00 | 0
22 | 5 | 21:00 | 0 | 21:00 | 0
23 | 5 | 22:00 | 0 | 22:00 | 0
24 | 5 | 23:00 | 0 | 23:00 | 0
1 | 5 | 0:00 | 0 | 0:00 | 0
2 | 5 | 1:00 | 0 | 1:00 | 0
3 | 5 | 2:00 | 0 | 2:00 | 0
4 | 5 | 3:00 | 0 | 3:00 | 0
5 | 5 | 4:00 | 0 | 4:00 | 0
6 | 5 | 5:00 | 5.27 | 5:00 | 5.25
7 | 5 | 6:00 | 30.02 | 6:00 | 29.87
8 | 5 | 7:00 | 53.06 | 7:00 | 52.79
9 | 5 | 8:00 | 54.44 | 8:00 | 54.17
10 | 5 | 9:00 | 61.89 | 9:00 | 61.58
11 | 5 | 10:00 | 70.3 | 10:00 | 69.95
12 | 5 | 11:00 | 76.66 | 11:00 | 76.27
13 | 5 | 12:00 | 76.69 | 12:00 | 76.31
14 | 5 | 13:00 | 75.8 | 13:00 | 75.43
15 | 5 | 14:00 | 71.63 | 14:00 | 71.27
16 | 5 | 15:00 | 60.19 | 15:00 | 59.89
17 | 5 | 16:00 | 54.7 | 16:00 | 54.42
18 | 5 | 17:00 | 32.31 | 17:00 | 32.15
19 | 5 | 18:00 | 7.46 | 18:00 | 7.42
20 | 5 | 19:00 | 0 | 19:00 | 0
21 | 5 | 20:00 | 0 | 20:00 | 0
22 | 5 | 21:00 | 0 | 21:00 | 0
23 | 5 | 22:00 | 0 | 22:00 | 0
24 | 5 | 23:00 | 0 | 23:00 | 0
1 | 5 | 0:00 | 0 | 0:00 | 0
2 | 5 | 1:00 | 0 | 1:00 | 0
3 | 5 | 2:00 | 0 | 2:00 | 0
4 | 5 | 3:00 | 0 | 3:00 | 0
5 | 5 | 4:00 | 0 | 4:00 | 0
6 | 5 | 5:00 | 6.42 | 5:00 | 6.38
7 | 5 | 6:00 | 33.35 | 6:00 | 33.19
8 | 5 | 7:00 | 55.1 | 7:00 | 54.82
9 | 5 | 8:00 | 58.98 | 8:00 | 58.69
10 | 5 | 9:00 | 68.23 | 9:00 | 67.89
11 | 5 | 10:00 | 78.37 | 10:00 | 77.98
12 | 5 | 11:00 | 83.48 | 11:00 | 83.06
13 | 5 | 12:00 | 81.02 | 12:00 | 80.61
14 | 5 | 13:00 | 72.31 | 13:00 | 71.95
15 | 5 | 14:00 | 73.15 | 14:00 | 72.78
16 | 5 | 15:00 | 74.45 | 15:00 | 74.08
17 | 5 | 16:00 | 63.69 | 16:00 | 63.37
18 | 5 | 17:00 | 40.17 | 17:00 | 39.97
19 | 5 | 18:00 | 8.68 | 18:00 | 8.64
20 | 5 | 19:00 | 0 | 19:00 | 0
21 | 5 | 20:00 | 0 | 20:00 | 0
22 | 5 | 21:00 | 0 | 21:00 | 0
23 | 5 | 22:00 | 0 | 22:00 | 0
24 | 5 | 23:00 | 0 | 23:00 | 0
1 | 5 | 0:00 | 0 | 0:00 | 0
2 | 5 | 1:00 | 0 | 1:00 | 0
3 | 5 | 2:00 | 0 | 2:00 | 0
4 | 5 | 3:00 | 0 | 3:00 | 0
5 | 5 | 4:00 | 0 | 4:00 | 0
6 | 5 | 5:00 | 6.73 | 5:00 | 6.7
7 | 5 | 6:00 | 37.18 | 6:00 | 37
8 | 5 | 7:00 | 61.27 | 7:00 | 60.97
9 | 5 | 8:00 | 71.44 | 8:00 | 71.09
10 | 5 | 9:00 | 78.27 | 9:00 | 77.88
11 | 5 | 10:00 | 79.66 | 10:00 | 79.26
12 | 5 | 11:00 | 81.06 | 11:00 | 80.65
13 | 5 | 12:00 | 81.47 | 12:00 | 81.06
14 | 5 | 13:00 | 80.1 | 13:00 | 79.7
15 | 5 | 14:00 | 80.64 | 14:00 | 80.24
16 | 5 | 15:00 | 75.82 | 15:00 | 75.44
17 | 5 | 16:00 | 64.8 | 16:00 | 64.48
18 | 5 | 17:00 | 41.38 | 17:00 | 41.17
19 | 5 | 18:00 | 9.61 | 18:00 | 9.56
20 | 5 | 19:00 | 0 | 19:00 | 0
21 | 5 | 20:00 | 0 | 20:00 | 0
22 | 5 | 21:00 | 0 | 21:00 | 0
23 | 5 | 22:00 | 0 | 22:00 | 0
24 | 5 | 23:00 | 0 | 23:00 | 0
1 | 5 | 0:00 | 0 | 0:00 | 0
2 | 5 | 1:00 | 0 | 1:00 | 0
3 | 5 | 2:00 | 0 | 2:00 | 0
4 | 5 | 3:00 | 0 | 3:00 | 0
5 | 5 | 4:00 | 0 | 4:00 | 0
6 | 5 | 5:00 | 8.07 | 5:00 | 8.03
7 | 5 | 6:00 | 43.39 | 6:00 | 43.17
8 | 5 | 7:00 | 71.94 | 7:00 | 71.58
9 | 5 | 8:00 | 82.01 | 8:00 | 81.6
10 | 5 | 9:00 | 88.28 | 9:00 | 87.84
11 | 5 | 10:00 | 92.63 | 10:00 | 92.16
12 | 5 | 11:00 | 91.63 | 11:00 | 91.17
13 | 5 | 12:00 | 91.76 | 12:00 | 91.3
14 | 5 | 13:00 | 89.84 | 13:00 | 89.39
15 | 5 | 14:00 | 89.69 | 14:00 | 89.24
16 | 5 | 15:00 | 87.5 | 15:00 | 87.07
17 | 5 | 16:00 | 80.14 | 16:00 | 79.74
18 | 5 | 17:00 | 45.24 | 17:00 | 45.02
19 | 5 | 18:00 | 9.18 | 18:00 | 9.14
20 | 5 | 19:00 | 0 | 19:00 | 0
21 | 5 | 20:00 | 0 | 20:00 | 0
22 | 5 | 21:00 | 0 | 21:00 | 0
23 | 5 | 22:00 | 0 | 22:00 | 0
24 | 5 | 23:00 | 0 | 23:00 | 0
1 | 5 | 0:00 | 0 | 0:00 | 0
2 | 5 | 1:00 | 0 | 1:00 | 0
3 | 5 | 2:00 | 0 | 2:00 | 0
4 | 5 | 3:00 | 0 | 3:00 | 0
5 | 5 | 4:00 | 0 | 4:00 | 0
6 | 5 | 5:00 | 6.66 | 5:00 | 6.62
7 | 5 | 6:00 | 35.26 | 6:00 | 35.08
8 | 5 | 7:00 | 57 | 7:00 | 56.72
9 | 5 | 8:00 | 69.36 | 8:00 | 69.01
10 | 5 | 9:00 | 75.81 | 9:00 | 75.43
11 | 5 | 10:00 | 79.38 | 10:00 | 78.99
12 | 5 | 11:00 | 76.77 | 11:00 | 76.39
13 | 5 | 12:00 | 73.52 | 12:00 | 73.16
14 | 5 | 13:00 | 80.53 | 13:00 | 80.13
15 | 5 | 14:00 | 82.7 | 14:00 | 82.29
16 | 5 | 15:00 | 79.12 | 15:00 | 78.73
17 | 5 | 16:00 | 69.44 | 16:00 | 69.09
18 | 5 | 17:00 | 42.23 | 17:00 | 42.02
19 | 5 | 18:00 | 9.86 | 18:00 | 9.81
20 | 5 | 19:00 | 0 | 19:00 | 0
21 | 5 | 20:00 | 0 | 20:00 | 0
22 | 5 | 21:00 | 0 | 21:00 | 0
23 | 5 | 22:00 | 0 | 22:00 | 0
24 | 5 | 23:00 | 0 | 23:00 | 0
1 | 5 | 0:00 | 0 | 0:00 | 0
2 | 5 | 1:00 | 0 | 1:00 | 0
3 | 5 | 2:00 | 0 | 2:00 | 0
4 | 5 | 3:00 | 0 | 3:00 | 0
5 | 5 | 4:00 | 0 | 4:00 | 0
6 | 5 | 5:00 | 7.05 | 5:00 | 7.01
7 | 5 | 6:00 | 37.85 | 6:00 | 37.66
8 | 5 | 7:00 | 64.38 | 7:00 | 64.06
9 | 5 | 8:00 | 72.01 | 8:00 | 71.65
10 | 5 | 9:00 | 78.63 | 9:00 | 78.23
11 | 5 | 10:00 | 80.86 | 10:00 | 80.46
12 | 5 | 11:00 | 81.32 | 11:00 | 80.91
13 | 5 | 12:00 | 83.72 | 12:00 | 83.31
14 | 5 | 13:00 | 81.03 | 13:00 | 80.62
15 | 5 | 14:00 | 79.02 | 14:00 | 78.63
16 | 5 | 15:00 | 72.76 | 15:00 | 72.4
17 | 5 | 16:00 | 66.14 | 16:00 | 65.81
18 | 5 | 17:00 | 41.48 | 17:00 | 41.28
19 | 5 | 18:00 | 10.24 | 18:00 | 10.19
20 | 5 | 19:00 | 0 | 19:00 | 0
21 | 5 | 20:00 | 0 | 20:00 | 0
22 | 5 | 21:00 | 0 | 21:00 | 0
23 | 5 | 22:00 | 0 | 22:00 | 0
24 | 5 | 23:00 | 0 | 23:00 | 0
1 | 5 | 0:00 | 0 | 0:00 | 0
2 | 5 | 1:00 | 0 | 1:00 | 0
3 | 5 | 2:00 | 0 | 2:00 | 0
4 | 5 | 3:00 | 0 | 3:00 | 0
5 | 5 | 4:00 | 0 | 4:00 | 0
6 | 5 | 5:00 | 7.95 | 5:00 | 7.91
7 | 5 | 6:00 | 42.57 | 6:00 | 42.35
8 | 5 | 7:00 | 71.89 | 7:00 | 71.53
9 | 5 | 8:00 | 77.68 | 8:00 | 77.29
10 | 5 | 9:00 | 79.38 | 9:00 | 78.99
11 | 5 | 10:00 | 79.87 | 10:00 | 79.47
12 | 5 | 11:00 | 81.5 | 11:00 | 81.09
13 | 5 | 12:00 | 82.98 | 12:00 | 82.57
14 | 5 | 13:00 | 81.81 | 13:00 | 81.4
15 | 5 | 14:00 | 78.27 | 14:00 | 77.87
16 | 5 | 15:00 | 72.33 | 15:00 | 71.97
17 | 5 | 16:00 | 60.77 | 16:00 | 60.46
18 | 5 | 17:00 | 38.92 | 17:00 | 38.73
19 | 5 | 18:00 | 9.73 | 18:00 | 9.68
20 | 5 | 19:00 | 0 | 19:00 | 0
21 | 5 | 20:00 | 0 | 20:00 | 0
22 | 5 | 21:00 | 0 | 21:00 | 0
23 | 5 | 22:00 | 0 | 22:00 | 0
24 | 5 | 23:00 | 0 | 23:00 | 0
1 | 5 | 0:00 | 0 | 0:00 | 0
2 | 5 | 1:00 | 0 | 1:00 | 0
3 | 5 | 2:00 | 0 | 2:00 | 0
4 | 5 | 3:00 | 0 | 3:00 | 0
5 | 5 | 4:00 | 0 | 4:00 | 0
6 | 5 | 5:00 | 8.65 | 5:00 | 8.61
7 | 5 | 6:00 | 44.41 | 6:00 | 44.19
8 | 5 | 7:00 | 76.62 | 7:00 | 76.23
9 | 5 | 8:00 | 77.04 | 8:00 | 76.65
10 | 5 | 9:00 | 79.87 | 9:00 | 79.47
11 | 5 | 10:00 | 84.35 | 10:00 | 83.93
12 | 5 | 11:00 | 85.58 | 11:00 | 85.16
13 | 5 | 12:00 | 83.67 | 12:00 | 83.25
14 | 5 | 13:00 | 85.5 | 13:00 | 85.07
15 | 5 | 14:00 | 83.72 | 14:00 | 83.3
16 | 5 | 15:00 | 76.18 | 15:00 | 75.8
17 | 5 | 16:00 | 67.88 | 16:00 | 67.54
18 | 5 | 17:00 | 39.41 | 17:00 | 39.21
19 | 5 | 18:00 | 10.01 | 18:00 | 9.96
20 | 5 | 19:00 | 0 | 19:00 | 0
21 | 5 | 20:00 | 0 | 20:00 | 0
22 | 5 | 21:00 | 0 | 21:00 | 0
23 | 5 | 22:00 | 0 | 22:00 | 0
24 | 5 | 23:00 | 0 | 23:00 | 0
1 | 5 | 0:00 | 0 | 0:00 | 0
2 | 5 | 1:00 | 0 | 1:00 | 0
3 | 5 | 2:00 | 0 | 2:00 | 0
4 | 5 | 3:00 | 0 | 3:00 | 0
5 | 5 | 4:00 | 0 | 4:00 | 0
6 | 5 | 5:00 | 8.72 | 5:00 | 8.68
7 | 5 | 6:00 | 43.79 | 6:00 | 43.57
8 | 5 | 7:00 | 70.02 | 7:00 | 69.67
9 | 5 | 8:00 | 74.45 | 8:00 | 74.08
10 | 5 | 9:00 | 76.52 | 9:00 | 76.13
11 | 5 | 10:00 | 79.71 | 10:00 | 79.31
12 | 5 | 11:00 | 79.63 | 11:00 | 79.23
13 | 5 | 12:00 | 84 | 12:00 | 83.58
14 | 5 | 13:00 | 80.56 | 13:00 | 80.16
15 | 5 | 14:00 | 68.32 | 14:00 | 67.98
16 | 5 | 15:00 | 59.65 | 15:00 | 59.35
17 | 5 | 16:00 | 47.7 | 16:00 | 47.46
18 | 5 | 17:00 | 31.65 | 17:00 | 31.49
19 | 5 | 18:00 | 7.14 | 18:00 | 7.1
20 | 5 | 19:00 | 0 | 19:00 | 0
21 | 5 | 20:00 | 0 | 20:00 | 0
22 | 5 | 21:00 | 0 | 21:00 | 0
23 | 5 | 22:00 | 0 | 22:00 | 0
24 | 5 | 23:00 | 0 | 23:00 | 0
1 | 5 | 0:00 | 0 | 0:00 | 0
2 | 5 | 1:00 | 0 | 1:00 | 0
3 | 5 | 2:00 | 0 | 2:00 | 0
4 | 5 | 3:00 | 0 | 3:00 | 0
5 | 5 | 4:00 | 0 | 4:00 | 0
6 | 5 | 5:00 | 7.53 | 5:00 | 7.49
7 | 5 | 6:00 | 36.95 | 6:00 | 36.77
8 | 5 | 7:00 | 55.94 | 7:00 | 55.66
9 | 5 | 8:00 | 59.72 | 8:00 | 59.42
10 | 5 | 9:00 | 74.4 | 9:00 | 74.03
11 | 5 | 10:00 | 81.51 | 10:00 | 81.1
12 | 5 | 11:00 | 87.04 | 11:00 | 86.6
13 | 5 | 12:00 | 81.55 | 12:00 | 81.14
14 | 5 | 13:00 | 81.05 | 13:00 | 80.64
15 | 5 | 14:00 | 80.27 | 14:00 | 79.87
16 | 5 | 15:00 | 74.57 | 15:00 | 74.2
17 | 5 | 16:00 | 56.89 | 16:00 | 56.6
18 | 5 | 17:00 | 32.08 | 17:00 | 31.92
19 | 5 | 18:00 | 7.69 | 18:00 | 7.65
20 | 5 | 19:00 | 0 | 19:00 | 0
21 | 5 | 20:00 | 0 | 20:00 | 0
22 | 5 | 21:00 | 0 | 21:00 | 0
23 | 5 | 22:00 | 0 | 22:00 | 0
24 | 5 | 23:00 | 0 | 23:00 | 0
1 | 5 | 0:00 | 0 | 0:00 | 0
2 | 5 | 1:00 | 0 | 1:00 | 0
3 | 5 | 2:00 | 0 | 2:00 | 0
4 | 5 | 3:00 | 0 | 3:00 | 0
5 | 5 | 4:00 | 0 | 4:00 | 0
6 | 5 | 5:00 | 6.79 | 5:00 | 6.75
7 | 5 | 6:00 | 33.74 | 6:00 | 33.57
8 | 5 | 7:00 | 52.11 | 7:00 | 51.85
9 | 5 | 8:00 | 67.13 | 8:00 | 66.79
10 | 5 | 9:00 | 79.5 | 9:00 | 79.1
11 | 5 | 10:00 | 83.08 | 10:00 | 82.67
12 | 5 | 11:00 | 84.06 | 11:00 | 83.64
13 | 5 | 12:00 | 84.11 | 12:00 | 83.69
14 | 5 | 13:00 | 79.38 | 13:00 | 78.99
15 | 5 | 14:00 | 75.14 | 14:00 | 74.76
16 | 5 | 15:00 | 68.27 | 15:00 | 67.93
17 | 5 | 16:00 | 59.52 | 16:00 | 59.23
18 | 5 | 17:00 | 37.77 | 17:00 | 37.59
19 | 5 | 18:00 | 8.87 | 18:00 | 8.82
20 | 5 | 19:00 | 0 | 19:00 | 0
21 | 5 | 20:00 | 0 | 20:00 | 0
22 | 5 | 21:00 | 0 | 21:00 | 0
23 | 5 | 22:00 | 0 | 22:00 | 0
24 | 5 | 23:00 | 0 | 23:00 | 0
1 | 5 | 0:00 | 0 | 0:00 | 0
2 | 5 | 1:00 | 0 | 1:00 | 0
3 | 5 | 2:00 | 0 | 2:00 | 0
4 | 5 | 3:00 | 0 | 3:00 | 0
5 | 5 | 4:00 | 0 | 4:00 | 0
6 | 5 | 5:00 | 6.64 | 5:00 | 6.6
7 | 5 | 6:00 | 32.4 | 6:00 | 32.23
8 | 5 | 7:00 | 59.01 | 7:00 | 58.72
9 | 5 | 8:00 | 69.34 | 8:00 | 68.99
10 | 5 | 9:00 | 74.93 | 9:00 | 74.56
11 | 5 | 10:00 | 83.41 | 10:00 | 83
12 | 5 | 11:00 | 81.06 | 11:00 | 80.66
13 | 5 | 12:00 | 82.2 | 12:00 | 81.79
14 | 5 | 13:00 | 76.82 | 13:00 | 76.43
15 | 5 | 14:00 | 67.53 | 14:00 | 67.19
16 | 5 | 15:00 | 58.52 | 15:00 | 58.23
17 | 5 | 16:00 | 47.95 | 16:00 | 47.71
18 | 5 | 17:00 | 29.49 | 17:00 | 29.35
19 | 5 | 18:00 | 8.02 | 18:00 | 7.98
20 | 5 | 19:00 | 0 | 19:00 | 0
21 | 5 | 20:00 | 0 | 20:00 | 0
22 | 5 | 21:00 | 0 | 21:00 | 0
23 | 5 | 22:00 | 0 | 22:00 | 0
24 | 5 | 23:00 | 0 | 23:00 | 0
1 | 5 | 0:00 | 0 | 0:00 | 0
2 | 5 | 1:00 | 0 | 1:00 | 0
3 | 5 | 2:00 | 0 | 2:00 | 0
4 | 5 | 3:00 | 0 | 3:00 | 0
5 | 5 | 4:00 | 0 | 4:00 | 0
6 | 5 | 5:00 | 7.34 | 5:00 | 7.3
7 | 5 | 6:00 | 33.88 | 6:00 | 33.71
8 | 5 | 7:00 | 54.17 | 7:00 | 53.9
9 | 5 | 8:00 | 64.27 | 8:00 | 63.95
10 | 5 | 9:00 | 73.18 | 9:00 | 72.81
11 | 5 | 10:00 | 81.65 | 10:00 | 81.24
12 | 5 | 11:00 | 84.62 | 11:00 | 84.2
13 | 5 | 12:00 | 81.76 | 12:00 | 81.35
14 | 5 | 13:00 | 83.79 | 13:00 | 83.37
15 | 5 | 14:00 | 80.86 | 14:00 | 80.46
16 | 5 | 15:00 | 72.37 | 15:00 | 72.01
17 | 5 | 16:00 | 59.36 | 16:00 | 59.06
18 | 5 | 17:00 | 36.85 | 17:00 | 36.66
19 | 5 | 18:00 | 10.52 | 18:00 | 10.47
20 | 5 | 19:00 | 0 | 19:00 | 0
21 | 5 | 20:00 | 0 | 20:00 | 0
22 | 5 | 21:00 | 0 | 21:00 | 0
23 | 5 | 22:00 | 0 | 22:00 | 0
24 | 5 | 23:00 | 0 | 23:00 | 0
1 | 5 | 0:00 | 0 | 0:00 | 0
2 | 5 | 1:00 | 0 | 1:00 | 0
3 | 5 | 2:00 | 0 | 2:00 | 0
4 | 5 | 3:00 | 0 | 3:00 | 0
5 | 5 | 4:00 | 0 | 4:00 | 0
6 | 5 | 5:00 | 8.33 | 5:00 | 8.29
7 | 5 | 6:00 | 38.42 | 6:00 | 38.23
8 | 5 | 7:00 | 58.08 | 7:00 | 57.79
9 | 5 | 8:00 | 70.47 | 8:00 | 70.11
10 | 5 | 9:00 | 76.16 | 9:00 | 75.78
11 | 5 | 10:00 | 78.32 | 10:00 | 77.93
12 | 5 | 11:00 | 80.5 | 11:00 | 80.09
13 | 5 | 12:00 | 80.53 | 12:00 | 80.13
14 | 5 | 13:00 | 74.38 | 13:00 | 74.01
15 | 5 | 14:00 | 65.77 | 14:00 | 65.44
16 | 5 | 15:00 | 58.58 | 15:00 | 58.29
17 | 5 | 16:00 | 50.34 | 16:00 | 50.09
18 | 5 | 17:00 | 29.98 | 17:00 | 29.83
19 | 5 | 18:00 | 7.87 | 18:00 | 7.83
20 | 5 | 19:00 | 0 | 19:00 | 0
21 | 5 | 20:00 | 0 | 20:00 | 0
22 | 5 | 21:00 | 0 | 21:00 | 0
23 | 5 | 22:00 | 0 | 22:00 | 0
24 | 5 | 23:00 | 0 | 23:00 | 0
1 | 5 | 0:00 | 0 | 0:00 | 0
2 | 5 | 1:00 | 0 | 1:00 | 0
3 | 5 | 2:00 | 0 | 2:00 | 0
4 | 5 | 3:00 | 0 | 3:00 | 0
5 | 5 | 4:00 | 0 | 4:00 | 0
6 | 5 | 5:00 | 5.98 | 5:00 | 5.95
7 | 5 | 6:00 | 27.12 | 6:00 | 26.98
8 | 5 | 7:00 | 42.79 | 7:00 | 42.58
9 | 5 | 8:00 | 54.82 | 8:00 | 54.54
10 | 5 | 9:00 | 68.92 | 9:00 | 68.57
11 | 5 | 10:00 | 72.6 | 10:00 | 72.24
12 | 5 | 11:00 | 80.85 | 11:00 | 80.44
13 | 5 | 12:00 | 78.55 | 12:00 | 78.15
14 | 5 | 13:00 | 81.02 | 13:00 | 80.62
15 | 5 | 14:00 | 76.59 | 14:00 | 76.21
16 | 5 | 15:00 | 73.89 | 15:00 | 73.52
17 | 5 | 16:00 | 65.01 | 16:00 | 64.69
18 | 5 | 17:00 | 38.11 | 17:00 | 37.92
19 | 5 | 18:00 | 10.14 | 18:00 | 10.09
20 | 5 | 19:00 | 0 | 19:00 | 0
21 | 5 | 20:00 | 0 | 20:00 | 0
22 | 5 | 21:00 | 0 | 21:00 | 0
23 | 5 | 22:00 | 0 | 22:00 | 0
24 | 5 | 23:00 | 0 | 23:00 | 0
1 | 5 | 0:00 | 0 | 0:00 | 0
2 | 5 | 1:00 | 0 | 1:00 | 0
3 | 5 | 2:00 | 0 | 2:00 | 0
4 | 5 | 3:00 | 0 | 3:00 | 0
5 | 5 | 4:00 | 0 | 4:00 | 0
6 | 5 | 5:00 | 7.73 | 5:00 | 7.69
7 | 5 | 6:00 | 34.4 | 6:00 | 34.23
8 | 5 | 7:00 | 60.57 | 7:00 | 60.27
9 | 5 | 8:00 | 70.18 | 8:00 | 69.83
10 | 5 | 9:00 | 70.21 | 9:00 | 69.86
11 | 5 | 10:00 | 78.24 | 10:00 | 77.85
12 | 5 | 11:00 | 84.02 | 11:00 | 83.6
13 | 5 | 12:00 | 81 | 12:00 | 80.59
14 | 5 | 13:00 | 82.26 | 13:00 | 81.85
15 | 5 | 14:00 | 79.71 | 14:00 | 79.32
16 | 5 | 15:00 | 72.96 | 15:00 | 72.6
17 | 5 | 16:00 | 61.78 | 16:00 | 61.47
18 | 5 | 17:00 | 44.75 | 17:00 | 44.52
19 | 5 | 18:00 | 10.97 | 18:00 | 10.91
20 | 5 | 19:00 | 0 | 19:00 | 0
21 | 5 | 20:00 | 0 | 20:00 | 0
22 | 5 | 21:00 | 0 | 21:00 | 0
23 | 5 | 22:00 | 0 | 22:00 | 0
24 | 5 | 23:00 | 0 | 23:00 | 0
1 | 5 | 0:00 | 0 | 0:00 | 0
2 | 5 | 1:00 | 0 | 1:00 | 0
3 | 5 | 2:00 | 0 | 2:00 | 0
4 | 5 | 3:00 | 0 | 3:00 | 0
5 | 5 | 4:00 | 0 | 4:00 | 0
6 | 5 | 5:00 | 8.53 | 5:00 | 8.49
7 | 5 | 6:00 | 37.05 | 6:00 | 36.86
8 | 5 | 7:00 | 60.34 | 7:00 | 60.04
9 | 5 | 8:00 | 66.99 | 8:00 | 66.66
10 | 5 | 9:00 | 75 | 9:00 | 74.62
11 | 5 | 10:00 | 79.27 | 10:00 | 78.87
12 | 5 | 11:00 | 83.64 | 11:00 | 83.22
13 | 5 | 12:00 | 83.92 | 12:00 | 83.5
14 | 5 | 13:00 | 78.55 | 13:00 | 78.15
15 | 5 | 14:00 | 78.84 | 14:00 | 78.45
16 | 5 | 15:00 | 72.75 | 15:00 | 72.39
17 | 5 | 16:00 | 60.98 | 16:00 | 60.67
18 | 5 | 17:00 | 42.26 | 17:00 | 42.05
19 | 5 | 18:00 | 11.82 | 18:00 | 11.76
20 | 5 | 19:00 | 0 | 19:00 | 0
21 | 5 | 20:00 | 0 | 20:00 | 0
22 | 5 | 21:00 | 0 | 21:00 | 0
23 | 5 | 22:00 | 0 | 22:00 | 0
24 | 5 | 23:00 | 0 | 23:00 | 0
1 | 5 | 0:00 | 0 | 0:00 | 0
2 | 5 | 1:00 | 0 | 1:00 | 0
3 | 5 | 2:00 | 0 | 2:00 | 0
4 | 5 | 3:00 | 0 | 3:00 | 0
5 | 5 | 4:00 | 0 | 4:00 | 0
6 | 5 | 5:00 | 6.16 | 5:00 | 6.13
7 | 5 | 6:00 | 27.92 | 6:00 | 27.78
8 | 5 | 7:00 | 55.79 | 7:00 | 55.51
9 | 5 | 8:00 | 69.27 | 8:00 | 68.92
10 | 5 | 9:00 | 80.39 | 9:00 | 79.99
11 | 5 | 10:00 | 86.05 | 10:00 | 85.62
12 | 5 | 11:00 | 83.82 | 11:00 | 83.4
13 | 5 | 12:00 | 89.2 | 12:00 | 88.75
14 | 5 | 13:00 | 88.83 | 13:00 | 88.38
15 | 5 | 14:00 | 85.06 | 14:00 | 84.63
16 | 5 | 15:00 | 80.71 | 15:00 | 80.31
17 | 5 | 16:00 | 68.26 | 16:00 | 67.92
18 | 5 | 17:00 | 41.13 | 17:00 | 40.92
19 | 5 | 18:00 | 12.09 | 18:00 | 12.03
20 | 5 | 19:00 | 0 | 19:00 | 0
21 | 5 | 20:00 | 0 | 20:00 | 0
22 | 5 | 21:00 | 0 | 21:00 | 0
23 | 5 | 22:00 | 0 | 22:00 | 0
24 | 5 | 23:00 | 0 | 23:00 | 0
1 | 6 | 0:00 | 0 | 0:00 | 0
2 | 6 | 1:00 | 0 | 1:00 | 0
3 | 6 | 2:00 | 0 | 2:00 | 0
4 | 6 | 3:00 | 0 | 3:00 | 0
5 | 6 | 4:00 | 0 | 4:00 | 0
6 | 6 | 5:00 | 9.5 | 5:00 | 9.46
7 | 6 | 6:00 | 39.18 | 6:00 | 38.99
8 | 6 | 7:00 | 58.1 | 7:00 | 57.81
9 | 6 | 8:00 | 71.87 | 8:00 | 71.51
10 | 6 | 9:00 | 84.19 | 9:00 | 83.77
11 | 6 | 10:00 | 90.38 | 10:00 | 89.93
12 | 6 | 11:00 | 90.46 | 11:00 | 90.01
13 | 6 | 12:00 | 90.82 | 12:00 | 90.37
14 | 6 | 13:00 | 88.88 | 13:00 | 88.43
15 | 6 | 14:00 | 84.48 | 14:00 | 84.06
16 | 6 | 15:00 | 76.03 | 15:00 | 75.65
17 | 6 | 16:00 | 63.74 | 16:00 | 63.42
18 | 6 | 17:00 | 44.76 | 17:00 | 44.54
19 | 6 | 18:00 | 13.19 | 18:00 | 13.12
20 | 6 | 19:00 | 0 | 19:00 | 0
21 | 6 | 20:00 | 0 | 20:00 | 0
22 | 6 | 21:00 | 0 | 21:00 | 0
23 | 6 | 22:00 | 0 | 22:00 | 0
24 | 6 | 23:00 | 0 | 23:00 | 0
1 | 6 | 0:00 | 0 | 0:00 | 0
2 | 6 | 1:00 | 0 | 1:00 | 0
3 | 6 | 2:00 | 0 | 2:00 | 0
4 | 6 | 3:00 | 0 | 3:00 | 0
5 | 6 | 4:00 | 0 | 4:00 | 0
6 | 6 | 5:00 | 8.52 | 5:00 | 8.48
7 | 6 | 6:00 | 37.76 | 6:00 | 37.57
8 | 6 | 7:00 | 58.77 | 7:00 | 58.47
9 | 6 | 8:00 | 68.01 | 8:00 | 67.67
10 | 6 | 9:00 | 72.94 | 9:00 | 72.57
11 | 6 | 10:00 | 80.44 | 10:00 | 80.04
12 | 6 | 11:00 | 80.99 | 11:00 | 80.58
13 | 6 | 12:00 | 81.24 | 12:00 | 80.83
14 | 6 | 13:00 | 82.02 | 13:00 | 81.61
15 | 6 | 14:00 | 79.52 | 14:00 | 79.12
16 | 6 | 15:00 | 73.47 | 15:00 | 73.11
17 | 6 | 16:00 | 60.63 | 16:00 | 60.33
18 | 6 | 17:00 | 39.75 | 17:00 | 39.55
19 | 6 | 18:00 | 12.03 | 18:00 | 11.97
20 | 6 | 19:00 | 0 | 19:00 | 0
21 | 6 | 20:00 | 0 | 20:00 | 0
22 | 6 | 21:00 | 0 | 21:00 | 0
23 | 6 | 22:00 | 0 | 22:00 | 0
24 | 6 | 23:00 | 0 | 23:00 | 0
1 | 6 | 0:00 | 0 | 0:00 | 0
2 | 6 | 1:00 | 0 | 1:00 | 0
3 | 6 | 2:00 | 0 | 2:00 | 0
4 | 6 | 3:00 | 0 | 3:00 | 0
5 | 6 | 4:00 | 0 | 4:00 | 0
6 | 6 | 5:00 | 11.15 | 5:00 | 11.09
7 | 6 | 6:00 | 47.35 | 6:00 | 47.12
8 | 6 | 7:00 | 72.47 | 7:00 | 72.11
9 | 6 | 8:00 | 76.87 | 8:00 | 76.49
10 | 6 | 9:00 | 80.88 | 9:00 | 80.48
11 | 6 | 10:00 | 86.64 | 10:00 | 86.21
12 | 6 | 11:00 | 90.14 | 11:00 | 89.69
13 | 6 | 12:00 | 88.81 | 12:00 | 88.36
14 | 6 | 13:00 | 89.65 | 13:00 | 89.2
15 | 6 | 14:00 | 86.01 | 14:00 | 85.58
16 | 6 | 15:00 | 84.33 | 15:00 | 83.91
17 | 6 | 16:00 | 69.12 | 16:00 | 68.77
18 | 6 | 17:00 | 45.2 | 17:00 | 44.97
19 | 6 | 18:00 | 14.2 | 18:00 | 14.13
20 | 6 | 19:00 | 0 | 19:00 | 0
21 | 6 | 20:00 | 0 | 20:00 | 0
22 | 6 | 21:00 | 0 | 21:00 | 0
23 | 6 | 22:00 | 0 | 22:00 | 0
24 | 6 | 23:00 | 0 | 23:00 | 0
1 | 6 | 0:00 | 0 | 0:00 | 0
2 | 6 | 1:00 | 0 | 1:00 | 0
3 | 6 | 2:00 | 0 | 2:00 | 0
4 | 6 | 3:00 | 0 | 3:00 | 0
5 | 6 | 4:00 | 0 | 4:00 | 0
6 | 6 | 5:00 | 10.63 | 5:00 | 10.58
7 | 6 | 6:00 | 47.1 | 6:00 | 46.87
8 | 6 | 7:00 | 74.28 | 7:00 | 73.91
9 | 6 | 8:00 | 81.04 | 8:00 | 80.63
10 | 6 | 9:00 | 85.5 | 9:00 | 85.08
11 | 6 | 10:00 | 87.21 | 10:00 | 86.78
12 | 6 | 11:00 | 83.97 | 11:00 | 83.56
13 | 6 | 12:00 | 80.68 | 12:00 | 80.28
14 | 6 | 13:00 | 80.67 | 13:00 | 80.27
15 | 6 | 14:00 | 77.66 | 14:00 | 77.27
16 | 6 | 15:00 | 76.74 | 15:00 | 76.35
17 | 6 | 16:00 | 65.73 | 16:00 | 65.4
18 | 6 | 17:00 | 47.36 | 17:00 | 47.12
19 | 6 | 18:00 | 14.76 | 18:00 | 14.68
20 | 6 | 19:00 | 0 | 19:00 | 0
21 | 6 | 20:00 | 0 | 20:00 | 0
22 | 6 | 21:00 | 0 | 21:00 | 0
23 | 6 | 22:00 | 0 | 22:00 | 0
24 | 6 | 23:00 | 0 | 23:00 | 0
1 | 6 | 0:00 | 0 | 0:00 | 0
2 | 6 | 1:00 | 0 | 1:00 | 0
3 | 6 | 2:00 | 0 | 2:00 | 0
4 | 6 | 3:00 | 0 | 3:00 | 0
5 | 6 | 4:00 | 0 | 4:00 | 0
6 | 6 | 5:00 | 10.86 | 5:00 | 10.8
7 | 6 | 6:00 | 49.17 | 6:00 | 48.93
8 | 6 | 7:00 | 73.21 | 7:00 | 72.85
9 | 6 | 8:00 | 79.39 | 8:00 | 79
10 | 6 | 9:00 | 86.81 | 9:00 | 86.37
11 | 6 | 10:00 | 90.8 | 10:00 | 90.34
12 | 6 | 11:00 | 90.72 | 11:00 | 90.26
13 | 6 | 12:00 | 93.29 | 12:00 | 92.83
14 | 6 | 13:00 | 90.5 | 13:00 | 90.05
15 | 6 | 14:00 | 92.94 | 14:00 | 92.48
16 | 6 | 15:00 | 90.58 | 15:00 | 90.13
17 | 6 | 16:00 | 77.21 | 16:00 | 76.82
18 | 6 | 17:00 | 54.77 | 17:00 | 54.5
19 | 6 | 18:00 | 16.22 | 18:00 | 16.14
20 | 6 | 19:00 | 0 | 19:00 | 0
21 | 6 | 20:00 | 0 | 20:00 | 0
22 | 6 | 21:00 | 0 | 21:00 | 0
23 | 6 | 22:00 | 0 | 22:00 | 0
24 | 6 | 23:00 | 0 | 23:00 | 0
1 | 6 | 0:00 | 0 | 0:00 | 0
2 | 6 | 1:00 | 0 | 1:00 | 0
3 | 6 | 2:00 | 0 | 2:00 | 0
4 | 6 | 3:00 | 0 | 3:00 | 0
5 | 6 | 4:00 | 0 | 4:00 | 0
6 | 6 | 5:00 | 10.66 | 5:00 | 10.61
7 | 6 | 6:00 | 43.92 | 6:00 | 43.7
8 | 6 | 7:00 | 70.84 | 7:00 | 70.49
9 | 6 | 8:00 | 77.48 | 8:00 | 77.09
10 | 6 | 9:00 | 85.09 | 9:00 | 84.66
11 | 6 | 10:00 | 88.01 | 10:00 | 87.57
12 | 6 | 11:00 | 90.14 | 11:00 | 89.69
13 | 6 | 12:00 | 86.19 | 12:00 | 85.76
14 | 6 | 13:00 | 88.68 | 13:00 | 88.24
15 | 6 | 14:00 | 83.31 | 14:00 | 82.9
16 | 6 | 15:00 | 78.6 | 15:00 | 78.2
17 | 6 | 16:00 | 70.18 | 16:00 | 69.83
18 | 6 | 17:00 | 51.21 | 17:00 | 50.96
19 | 6 | 18:00 | 14.96 | 18:00 | 14.89
20 | 6 | 19:00 | 0 | 19:00 | 0
21 | 6 | 20:00 | 0 | 20:00 | 0
22 | 6 | 21:00 | 0 | 21:00 | 0
23 | 6 | 22:00 | 0 | 22:00 | 0
24 | 6 | 23:00 | 0 | 23:00 | 0
1 | 6 | 0:00 | 0 | 0:00 | 0
2 | 6 | 1:00 | 0 | 1:00 | 0
3 | 6 | 2:00 | 0 | 2:00 | 0
4 | 6 | 3:00 | 0 | 3:00 | 0
5 | 6 | 4:00 | 0 | 4:00 | 0
6 | 6 | 5:00 | 9.97 | 5:00 | 9.92
7 | 6 | 6:00 | 43.08 | 6:00 | 42.87
8 | 6 | 7:00 | 65.24 | 7:00 | 64.92
9 | 6 | 8:00 | 75.38 | 8:00 | 75
10 | 6 | 9:00 | 77.41 | 9:00 | 77.02
11 | 6 | 10:00 | 79.53 | 10:00 | 79.13
12 | 6 | 11:00 | 87.52 | 11:00 | 87.09
13 | 6 | 12:00 | 82.53 | 12:00 | 82.12
14 | 6 | 13:00 | 80.04 | 13:00 | 79.64
15 | 6 | 14:00 | 81.21 | 14:00 | 80.81
16 | 6 | 15:00 | 74.23 | 15:00 | 73.86
17 | 6 | 16:00 | 62.9 | 16:00 | 62.59
18 | 6 | 17:00 | 44.85 | 17:00 | 44.63
19 | 6 | 18:00 | 13.67 | 18:00 | 13.6
20 | 6 | 19:00 | 0 | 19:00 | 0
21 | 6 | 20:00 | 0 | 20:00 | 0
22 | 6 | 21:00 | 0 | 21:00 | 0
23 | 6 | 22:00 | 0 | 22:00 | 0
24 | 6 | 23:00 | 0 | 23:00 | 0
1 | 6 | 0:00 | 0 | 0:00 | 0
2 | 6 | 1:00 | 0 | 1:00 | 0
3 | 6 | 2:00 | 0 | 2:00 | 0
4 | 6 | 3:00 | 0 | 3:00 | 0
5 | 6 | 4:00 | 0 | 4:00 | 0
6 | 6 | 5:00 | 9.35 | 5:00 | 9.3
7 | 6 | 6:00 | 37.81 | 6:00 | 37.62
8 | 6 | 7:00 | 65.53 | 7:00 | 65.2
9 | 6 | 8:00 | 73.81 | 8:00 | 73.45
10 | 6 | 9:00 | 78.67 | 9:00 | 78.27
11 | 6 | 10:00 | 82.11 | 10:00 | 81.7
12 | 6 | 11:00 | 86.79 | 11:00 | 86.36
13 | 6 | 12:00 | 90.35 | 12:00 | 89.9
14 | 6 | 13:00 | 91.27 | 13:00 | 90.82
15 | 6 | 14:00 | 82.73 | 14:00 | 82.32
16 | 6 | 15:00 | 73.64 | 15:00 | 73.27
17 | 6 | 16:00 | 65.73 | 16:00 | 65.4
18 | 6 | 17:00 | 48.27 | 17:00 | 48.03
19 | 6 | 18:00 | 14.05 | 18:00 | 13.98
20 | 6 | 19:00 | 0 | 19:00 | 0
21 | 6 | 20:00 | 0 | 20:00 | 0
22 | 6 | 21:00 | 0 | 21:00 | 0
23 | 6 | 22:00 | 0 | 22:00 | 0
24 | 6 | 23:00 | 0 | 23:00 | 0
1 | 6 | 0:00 | 0 | 0:00 | 0
2 | 6 | 1:00 | 0 | 1:00 | 0
3 | 6 | 2:00 | 0 | 2:00 | 0
4 | 6 | 3:00 | 0 | 3:00 | 0
5 | 6 | 4:00 | 0 | 4:00 | 0
6 | 6 | 5:00 | 9.09 | 5:00 | 9.05
7 | 6 | 6:00 | 40.34 | 6:00 | 40.14
8 | 6 | 7:00 | 67.76 | 7:00 | 67.42
9 | 6 | 8:00 | 73.34 | 8:00 | 72.97
10 | 6 | 9:00 | 77.92 | 9:00 | 77.53
11 | 6 | 10:00 | 82.59 | 10:00 | 82.18
12 | 6 | 11:00 | 83.89 | 11:00 | 83.47
13 | 6 | 12:00 | 84.99 | 12:00 | 84.56
14 | 6 | 13:00 | 85.21 | 13:00 | 84.78
15 | 6 | 14:00 | 81 | 14:00 | 80.6
16 | 6 | 15:00 | 70.05 | 15:00 | 69.7
17 | 6 | 16:00 | 66.43 | 16:00 | 66.1
18 | 6 | 17:00 | 46.78 | 17:00 | 46.55
19 | 6 | 18:00 | 12.87 | 18:00 | 12.8
20 | 6 | 19:00 | 0 | 19:00 | 0
21 | 6 | 20:00 | 0 | 20:00 | 0
22 | 6 | 21:00 | 0 | 21:00 | 0
23 | 6 | 22:00 | 0 | 22:00 | 0
24 | 6 | 23:00 | 0 | 23:00 | 0
1 | 6 | 0:00 | 0 | 0:00 | 0
2 | 6 | 1:00 | 0 | 1:00 | 0
3 | 6 | 2:00 | 0 | 2:00 | 0
4 | 6 | 3:00 | 0 | 3:00 | 0
5 | 6 | 4:00 | 0 | 4:00 | 0
6 | 6 | 5:00 | 8.86 | 5:00 | 8.82
7 | 6 | 6:00 | 37.83 | 6:00 | 37.64
8 | 6 | 7:00 | 64.09 | 7:00 | 63.77
9 | 6 | 8:00 | 76.28 | 8:00 | 75.9
10 | 6 | 9:00 | 81.56 | 9:00 | 81.16
11 | 6 | 10:00 | 87.18 | 10:00 | 86.74
12 | 6 | 11:00 | 89.76 | 11:00 | 89.31
13 | 6 | 12:00 | 87.78 | 12:00 | 87.34
14 | 6 | 13:00 | 86.36 | 13:00 | 85.93
15 | 6 | 14:00 | 83.59 | 14:00 | 83.17
16 | 6 | 15:00 | 71.68 | 15:00 | 71.32
17 | 6 | 16:00 | 62.21 | 16:00 | 61.9
18 | 6 | 17:00 | 47.73 | 17:00 | 47.49
19 | 6 | 18:00 | 15.28 | 18:00 | 15.2
20 | 6 | 19:00 | 0 | 19:00 | 0
21 | 6 | 20:00 | 0 | 20:00 | 0
22 | 6 | 21:00 | 0 | 21:00 | 0
23 | 6 | 22:00 | 0 | 22:00 | 0
24 | 6 | 23:00 | 0 | 23:00 | 0
1 | 6 | 0:00 | 0 | 0:00 | 0
2 | 6 | 1:00 | 0 | 1:00 | 0
3 | 6 | 2:00 | 0 | 2:00 | 0
4 | 6 | 3:00 | 0 | 3:00 | 0
5 | 6 | 4:00 | 0 | 4:00 | 0
6 | 6 | 5:00 | 10.71 | 5:00 | 10.65
7 | 6 | 6:00 | 48.81 | 6:00 | 48.57
8 | 6 | 7:00 | 81.87 | 7:00 | 81.46
9 | 6 | 8:00 | 94.18 | 8:00 | 93.7
10 | 6 | 9:00 | 94.82 | 9:00 | 94.35
11 | 6 | 10:00 | 94.36 | 10:00 | 93.89
12 | 6 | 11:00 | 94.17 | 11:00 | 93.7
13 | 6 | 12:00 | 92.5 | 12:00 | 92.04
14 | 6 | 13:00 | 89.71 | 13:00 | 89.26
15 | 6 | 14:00 | 88.02 | 14:00 | 87.58
16 | 6 | 15:00 | 78.04 | 15:00 | 77.65
17 | 6 | 16:00 | 68.92 | 16:00 | 68.57
18 | 6 | 17:00 | 49.05 | 17:00 | 48.8
19 | 6 | 18:00 | 17.85 | 18:00 | 17.76
20 | 6 | 19:00 | 0 | 19:00 | 0
21 | 6 | 20:00 | 0 | 20:00 | 0
22 | 6 | 21:00 | 0 | 21:00 | 0
23 | 6 | 22:00 | 0 | 22:00 | 0
24 | 6 | 23:00 | 0 | 23:00 | 0
1 | 6 | 0:00 | 0 | 0:00 | 0
2 | 6 | 1:00 | 0 | 1:00 | 0
3 | 6 | 2:00 | 0 | 2:00 | 0
4 | 6 | 3:00 | 0 | 3:00 | 0
5 | 6 | 4:00 | 0 | 4:00 | 0
6 | 6 | 5:00 | 7.76 | 5:00 | 7.72
7 | 6 | 6:00 | 35.21 | 6:00 | 35.04
8 | 6 | 7:00 | 60.39 | 7:00 | 60.09
9 | 6 | 8:00 | 72.6 | 8:00 | 72.23
10 | 6 | 9:00 | 77.93 | 9:00 | 77.54
11 | 6 | 10:00 | 85.05 | 10:00 | 84.62
12 | 6 | 11:00 | 89.27 | 11:00 | 88.82
13 | 6 | 12:00 | 90.14 | 12:00 | 89.69
14 | 6 | 13:00 | 86.76 | 13:00 | 86.33
15 | 6 | 14:00 | 85.08 | 14:00 | 84.65
16 | 6 | 15:00 | 76.45 | 15:00 | 76.06
17 | 6 | 16:00 | 70.38 | 16:00 | 70.03
18 | 6 | 17:00 | 45.44 | 17:00 | 45.21
19 | 6 | 18:00 | 16.49 | 18:00 | 16.41
20 | 6 | 19:00 | 0 | 19:00 | 0
21 | 6 | 20:00 | 0 | 20:00 | 0
22 | 6 | 21:00 | 0 | 21:00 | 0
23 | 6 | 22:00 | 0 | 22:00 | 0
24 | 6 | 23:00 | 0 | 23:00 | 0
1 | 6 | 0:00 | 0 | 0:00 | 0
2 | 6 | 1:00 | 0 | 1:00 | 0
3 | 6 | 2:00 | 0 | 2:00 | 0
4 | 6 | 3:00 | 0 | 3:00 | 0
5 | 6 | 4:00 | 0 | 4:00 | 0
6 | 6 | 5:00 | 10.86 | 5:00 | 10.8
7 | 6 | 6:00 | 50.71 | 6:00 | 50.46
8 | 6 | 7:00 | 73.72 | 7:00 | 73.35
9 | 6 | 8:00 | 81.33 | 8:00 | 80.93
10 | 6 | 9:00 | 82.35 | 9:00 | 81.94
11 | 6 | 10:00 | 79.75 | 10:00 | 79.35
12 | 6 | 11:00 | 84 | 11:00 | 83.58
13 | 6 | 12:00 | 88.04 | 12:00 | 87.6
14 | 6 | 13:00 | 91.87 | 13:00 | 91.42
15 | 6 | 14:00 | 89.18 | 14:00 | 88.73
16 | 6 | 15:00 | 81.7 | 15:00 | 81.29
17 | 6 | 16:00 | 74.33 | 16:00 | 73.96
18 | 6 | 17:00 | 55.95 | 17:00 | 55.67
19 | 6 | 18:00 | 17.09 | 18:00 | 17
20 | 6 | 19:00 | 0 | 19:00 | 0
21 | 6 | 20:00 | 0 | 20:00 | 0
22 | 6 | 21:00 | 0 | 21:00 | 0
23 | 6 | 22:00 | 0 | 22:00 | 0
24 | 6 | 23:00 | 0 | 23:00 | 0
1 | 6 | 0:00 | 0 | 0:00 | 0
2 | 6 | 1:00 | 0 | 1:00 | 0
3 | 6 | 2:00 | 0 | 2:00 | 0
4 | 6 | 3:00 | 0 | 3:00 | 0
5 | 6 | 4:00 | 0 | 4:00 | 0
6 | 6 | 5:00 | 9.78 | 5:00 | 9.73
7 | 6 | 6:00 | 39.64 | 6:00 | 39.44
8 | 6 | 7:00 | 67.98 | 7:00 | 67.64
9 | 6 | 8:00 | 77.9 | 8:00 | 77.51
10 | 6 | 9:00 | 77.13 | 9:00 | 76.75
11 | 6 | 10:00 | 83.62 | 10:00 | 83.2
12 | 6 | 11:00 | 84.56 | 11:00 | 84.14
13 | 6 | 12:00 | 85.51 | 12:00 | 85.08
14 | 6 | 13:00 | 85.06 | 13:00 | 84.64
15 | 6 | 14:00 | 85.35 | 14:00 | 84.93
16 | 6 | 15:00 | 74.75 | 15:00 | 74.37
17 | 6 | 16:00 | 67.73 | 16:00 | 67.39
18 | 6 | 17:00 | 46.64 | 17:00 | 46.41
19 | 6 | 18:00 | 14.7 | 18:00 | 14.63
20 | 6 | 19:00 | 0 | 19:00 | 0
21 | 6 | 20:00 | 0 | 20:00 | 0
22 | 6 | 21:00 | 0 | 21:00 | 0
23 | 6 | 22:00 | 0 | 22:00 | 0
24 | 6 | 23:00 | 0 | 23:00 | 0
1 | 6 | 0:00 | 0 | 0:00 | 0
2 | 6 | 1:00 | 0 | 1:00 | 0
3 | 6 | 2:00 | 0 | 2:00 | 0
4 | 6 | 3:00 | 0 | 3:00 | 0
5 | 6 | 4:00 | 0 | 4:00 | 0
6 | 6 | 5:00 | 9.29 | 5:00 | 9.25
7 | 6 | 6:00 | 41.32 | 6:00 | 41.11
8 | 6 | 7:00 | 67.22 | 7:00 | 66.88
9 | 6 | 8:00 | 73.96 | 8:00 | 73.59
10 | 6 | 9:00 | 76.67 | 9:00 | 76.29
11 | 6 | 10:00 | 81.41 | 10:00 | 81.01
12 | 6 | 11:00 | 82.51 | 11:00 | 82.1
13 | 6 | 12:00 | 81.87 | 12:00 | 81.46
14 | 6 | 13:00 | 75.49 | 13:00 | 75.11
15 | 6 | 14:00 | 73.99 | 14:00 | 73.62
16 | 6 | 15:00 | 75.84 | 15:00 | 75.46
17 | 6 | 16:00 | 63.31 | 16:00 | 62.99
18 | 6 | 17:00 | 45.91 | 17:00 | 45.68
19 | 6 | 18:00 | 15.35 | 18:00 | 15.27
20 | 6 | 19:00 | 0 | 19:00 | 0
21 | 6 | 20:00 | 0 | 20:00 | 0
22 | 6 | 21:00 | 0 | 21:00 | 0
23 | 6 | 22:00 | 0 | 22:00 | 0
24 | 6 | 23:00 | 0 | 23:00 | 0
1 | 6 | 0:00 | 0 | 0:00 | 0
2 | 6 | 1:00 | 0 | 1:00 | 0
3 | 6 | 2:00 | 0 | 2:00 | 0
4 | 6 | 3:00 | 0 | 3:00 | 0
5 | 6 | 4:00 | 0 | 4:00 | 0
6 | 6 | 5:00 | 10.07 | 5:00 | 10.02
7 | 6 | 6:00 | 46.28 | 6:00 | 46.05
8 | 6 | 7:00 | 71.68 | 7:00 | 71.32
9 | 6 | 8:00 | 75.28 | 8:00 | 74.9
10 | 6 | 9:00 | 76.51 | 9:00 | 76.12
11 | 6 | 10:00 | 78.05 | 10:00 | 77.66
12 | 6 | 11:00 | 83.62 | 11:00 | 83.21
13 | 6 | 12:00 | 83.58 | 12:00 | 83.16
14 | 6 | 13:00 | 91.77 | 13:00 | 91.31
15 | 6 | 14:00 | 86.88 | 14:00 | 86.44
16 | 6 | 15:00 | 80.9 | 15:00 | 80.49
17 | 6 | 16:00 | 72.72 | 16:00 | 72.36
18 | 6 | 17:00 | 52.78 | 17:00 | 52.51
19 | 6 | 18:00 | 17.98 | 18:00 | 17.89
20 | 6 | 19:00 | 0 | 19:00 | 0
21 | 6 | 20:00 | 0 | 20:00 | 0
22 | 6 | 21:00 | 0 | 21:00 | 0
23 | 6 | 22:00 | 0 | 22:00 | 0
24 | 6 | 23:00 | 0 | 23:00 | 0
1 | 6 | 0:00 | 0 | 0:00 | 0
2 | 6 | 1:00 | 0 | 1:00 | 0
3 | 6 | 2:00 | 0 | 2:00 | 0
4 | 6 | 3:00 | 0 | 3:00 | 0
5 | 6 | 4:00 | 0 | 4:00 | 0
6 | 6 | 5:00 | 10.77 | 5:00 | 10.71
7 | 6 | 6:00 | 44.12 | 6:00 | 43.9
8 | 6 | 7:00 | 71.02 | 7:00 | 70.67
9 | 6 | 8:00 | 78.69 | 8:00 | 78.3
10 | 6 | 9:00 | 82.77 | 9:00 | 82.36
11 | 6 | 10:00 | 91.31 | 10:00 | 90.85
12 | 6 | 11:00 | 93.66 | 11:00 | 93.2
13 | 6 | 12:00 | 92.94 | 12:00 | 92.48
14 | 6 | 13:00 | 92.77 | 13:00 | 92.31
15 | 6 | 14:00 | 96.1 | 14:00 | 95.62
16 | 6 | 15:00 | 87.88 | 15:00 | 87.44
17 | 6 | 16:00 | 73.38 | 16:00 | 73.01
18 | 6 | 17:00 | 54.65 | 17:00 | 54.37
19 | 6 | 18:00 | 16.75 | 18:00 | 16.67
20 | 6 | 19:00 | 0 | 19:00 | 0
21 | 6 | 20:00 | 0 | 20:00 | 0
22 | 6 | 21:00 | 0 | 21:00 | 0
23 | 6 | 22:00 | 0 | 22:00 | 0
24 | 6 | 23:00 | 0 | 23:00 | 0
1 | 6 | 0:00 | 0 | 0:00 | 0
2 | 6 | 1:00 | 0 | 1:00 | 0
3 | 6 | 2:00 | 0 | 2:00 | 0
4 | 6 | 3:00 | 0 | 3:00 | 0
5 | 6 | 4:00 | 0 | 4:00 | 0
6 | 6 | 5:00 | 10.62 | 5:00 | 10.57
7 | 6 | 6:00 | 45.62 | 6:00 | 45.39
8 | 6 | 7:00 | 75.71 | 7:00 | 75.33
9 | 6 | 8:00 | 87.32 | 8:00 | 86.88
10 | 6 | 9:00 | 93.29 | 9:00 | 92.82
11 | 6 | 10:00 | 89.9 | 10:00 | 89.45
12 | 6 | 11:00 | 94.9 | 11:00 | 94.42
13 | 6 | 12:00 | 97.53 | 12:00 | 97.04
14 | 6 | 13:00 | 94.41 | 13:00 | 93.94
15 | 6 | 14:00 | 91.86 | 14:00 | 91.4
16 | 6 | 15:00 | 89.46 | 15:00 | 89.01
17 | 6 | 16:00 | 80.82 | 16:00 | 80.41
18 | 6 | 17:00 | 58.41 | 17:00 | 58.12
19 | 6 | 18:00 | 18.64 | 18:00 | 18.55
20 | 6 | 19:00 | 0 | 19:00 | 0
21 | 6 | 20:00 | 0 | 20:00 | 0
22 | 6 | 21:00 | 0 | 21:00 | 0
23 | 6 | 22:00 | 0 | 22:00 | 0
24 | 6 | 23:00 | 0 | 23:00 | 0
1 | 6 | 0:00 | 0 | 0:00 | 0
2 | 6 | 1:00 | 0 | 1:00 | 0
3 | 6 | 2:00 | 0 | 2:00 | 0
4 | 6 | 3:00 | 0 | 3:00 | 0
5 | 6 | 4:00 | 0 | 4:00 | 0
6 | 6 | 5:00 | 9.59 | 5:00 | 9.54
7 | 6 | 6:00 | 43.91 | 6:00 | 43.69
8 | 6 | 7:00 | 71.73 | 7:00 | 71.37
9 | 6 | 8:00 | 78.93 | 8:00 | 78.54
10 | 6 | 9:00 | 81.65 | 9:00 | 81.24
11 | 6 | 10:00 | 82.57 | 10:00 | 82.16
12 | 6 | 11:00 | 80.9 | 11:00 | 80.49
13 | 6 | 12:00 | 83.75 | 12:00 | 83.33
14 | 6 | 13:00 | 86.78 | 13:00 | 86.35
15 | 6 | 14:00 | 81.6 | 14:00 | 81.19
16 | 6 | 15:00 | 74.73 | 15:00 | 74.36
17 | 6 | 16:00 | 69.06 | 16:00 | 68.72
18 | 6 | 17:00 | 46.05 | 17:00 | 45.82
19 | 6 | 18:00 | 13.73 | 18:00 | 13.66
20 | 6 | 19:00 | 0 | 19:00 | 0
21 | 6 | 20:00 | 0 | 20:00 | 0
22 | 6 | 21:00 | 0 | 21:00 | 0
23 | 6 | 22:00 | 0 | 22:00 | 0
24 | 6 | 23:00 | 0 | 23:00 | 0
1 | 6 | 0:00 | 0 | 0:00 | 0
2 | 6 | 1:00 | 0 | 1:00 | 0
3 | 6 | 2:00 | 0 | 2:00 | 0
4 | 6 | 3:00 | 0 | 3:00 | 0
5 | 6 | 4:00 | 0 | 4:00 | 0
6 | 6 | 5:00 | 10.09 | 5:00 | 10.04
7 | 6 | 6:00 | 48.04 | 6:00 | 47.8
8 | 6 | 7:00 | 81.8 | 7:00 | 81.39
9 | 6 | 8:00 | 88.7 | 8:00 | 88.26
10 | 6 | 9:00 | 92.18 | 9:00 | 91.72
11 | 6 | 10:00 | 91.51 | 10:00 | 91.06
12 | 6 | 11:00 | 96.23 | 11:00 | 95.75
13 | 6 | 12:00 | 97.11 | 12:00 | 96.63
14 | 6 | 13:00 | 95.85 | 13:00 | 95.37
15 | 6 | 14:00 | 94.29 | 14:00 | 93.82
16 | 6 | 15:00 | 85.12 | 15:00 | 84.7
17 | 6 | 16:00 | 78.56 | 16:00 | 78.17
18 | 6 | 17:00 | 56.52 | 17:00 | 56.23
19 | 6 | 18:00 | 16.38 | 18:00 | 16.29
20 | 6 | 19:00 | 0 | 19:00 | 0
21 | 6 | 20:00 | 0 | 20:00 | 0
22 | 6 | 21:00 | 0 | 21:00 | 0
23 | 6 | 22:00 | 0 | 22:00 | 0
24 | 6 | 23:00 | 0 | 23:00 | 0
1 | 6 | 0:00 | 0 | 0:00 | 0
2 | 6 | 1:00 | 0 | 1:00 | 0
3 | 6 | 2:00 | 0 | 2:00 | 0
4 | 6 | 3:00 | 0 | 3:00 | 0
5 | 6 | 4:00 | 0 | 4:00 | 0
6 | 6 | 5:00 | 9.7 | 5:00 | 9.66
7 | 6 | 6:00 | 42.81 | 6:00 | 42.6
8 | 6 | 7:00 | 73.89 | 7:00 | 73.52
9 | 6 | 8:00 | 84.42 | 8:00 | 84
10 | 6 | 9:00 | 84.54 | 9:00 | 84.12
11 | 6 | 10:00 | 88.1 | 10:00 | 87.66
12 | 6 | 11:00 | 88.59 | 11:00 | 88.15
13 | 6 | 12:00 | 86.17 | 12:00 | 85.74
14 | 6 | 13:00 | 81.02 | 13:00 | 80.62
15 | 6 | 14:00 | 81.59 | 14:00 | 81.18
16 | 6 | 15:00 | 83.03 | 15:00 | 82.61
17 | 6 | 16:00 | 73.65 | 16:00 | 73.28
18 | 6 | 17:00 | 49 | 17:00 | 48.75
19 | 6 | 18:00 | 16.28 | 18:00 | 16.2
20 | 6 | 19:00 | 0 | 19:00 | 0
21 | 6 | 20:00 | 0 | 20:00 | 0
22 | 6 | 21:00 | 0 | 21:00 | 0
23 | 6 | 22:00 | 0 | 22:00 | 0
24 | 6 | 23:00 | 0 | 23:00 | 0
1 | 6 | 0:00 | 0 | 0:00 | 0
2 | 6 | 1:00 | 0 | 1:00 | 0
3 | 6 | 2:00 | 0 | 2:00 | 0
4 | 6 | 3:00 | 0 | 3:00 | 0
5 | 6 | 4:00 | 0 | 4:00 | 0
6 | 6 | 5:00 | 8.2 | 5:00 | 8.16
7 | 6 | 6:00 | 37.55 | 6:00 | 37.36
8 | 6 | 7:00 | 67.21 | 7:00 | 66.87
9 | 6 | 8:00 | 77.43 | 8:00 | 77.05
10 | 6 | 9:00 | 84.44 | 9:00 | 84.01
11 | 6 | 10:00 | 90.6 | 10:00 | 90.14
12 | 6 | 11:00 | 94.81 | 11:00 | 94.34
13 | 6 | 12:00 | 91.97 | 12:00 | 91.51
14 | 6 | 13:00 | 90.58 | 13:00 | 90.12
15 | 6 | 14:00 | 90.17 | 14:00 | 89.72
16 | 6 | 15:00 | 80.71 | 15:00 | 80.31
17 | 6 | 16:00 | 69.59 | 16:00 | 69.24
18 | 6 | 17:00 | 45.52 | 17:00 | 45.29
19 | 6 | 18:00 | 15.04 | 18:00 | 14.97
20 | 6 | 19:00 | 0 | 19:00 | 0
21 | 6 | 20:00 | 0 | 20:00 | 0
22 | 6 | 21:00 | 0 | 21:00 | 0
23 | 6 | 22:00 | 0 | 22:00 | 0
24 | 6 | 23:00 | 0 | 23:00 | 0
1 | 6 | 0:00 | 0 | 0:00 | 0
2 | 6 | 1:00 | 0 | 1:00 | 0
3 | 6 | 2:00 | 0 | 2:00 | 0
4 | 6 | 3:00 | 0 | 3:00 | 0
5 | 6 | 4:00 | 0 | 4:00 | 0
6 | 6 | 5:00 | 9.22 | 5:00 | 9.17
7 | 6 | 6:00 | 42.8 | 6:00 | 42.59
8 | 6 | 7:00 | 70.09 | 7:00 | 69.74
9 | 6 | 8:00 | 85.55 | 8:00 | 85.12
10 | 6 | 9:00 | 91.19 | 9:00 | 90.74
11 | 6 | 10:00 | 95.05 | 10:00 | 94.57
12 | 6 | 11:00 | 96.92 | 11:00 | 96.43
13 | 6 | 12:00 | 92.27 | 12:00 | 91.81
14 | 6 | 13:00 | 89.12 | 13:00 | 88.68
15 | 6 | 14:00 | 90.04 | 14:00 | 89.59
16 | 6 | 15:00 | 85.32 | 15:00 | 84.9
17 | 6 | 16:00 | 76.29 | 16:00 | 75.91
18 | 6 | 17:00 | 52.45 | 17:00 | 52.19
19 | 6 | 18:00 | 15.82 | 18:00 | 15.74
20 | 6 | 19:00 | 0 | 19:00 | 0
21 | 6 | 20:00 | 0 | 20:00 | 0
22 | 6 | 21:00 | 0 | 21:00 | 0
23 | 6 | 22:00 | 0 | 22:00 | 0
24 | 6 | 23:00 | 0 | 23:00 | 0
1 | 6 | 0:00 | 0 | 0:00 | 0
2 | 6 | 1:00 | 0 | 1:00 | 0
3 | 6 | 2:00 | 0 | 2:00 | 0
4 | 6 | 3:00 | 0 | 3:00 | 0
5 | 6 | 4:00 | 0 | 4:00 | 0
6 | 6 | 5:00 | 7.21 | 5:00 | 7.18
7 | 6 | 6:00 | 36.71 | 6:00 | 36.52
8 | 6 | 7:00 | 64.9 | 7:00 | 64.57
9 | 6 | 8:00 | 73.33 | 8:00 | 72.96
10 | 6 | 9:00 | 83.92 | 9:00 | 83.5
11 | 6 | 10:00 | 81.44 | 10:00 | 81.03
12 | 6 | 11:00 | 82.87 | 11:00 | 82.46
13 | 6 | 12:00 | 86.08 | 12:00 | 85.65
14 | 6 | 13:00 | 82.89 | 13:00 | 82.48
15 | 6 | 14:00 | 77.71 | 14:00 | 77.32
16 | 6 | 15:00 | 72.18 | 15:00 | 71.82
17 | 6 | 16:00 | 63.38 | 16:00 | 63.06
18 | 6 | 17:00 | 44.81 | 17:00 | 44.59
19 | 6 | 18:00 | 16.51 | 18:00 | 16.42
20 | 6 | 19:00 | 0 | 19:00 | 0
21 | 6 | 20:00 | 0 | 20:00 | 0
22 | 6 | 21:00 | 0 | 21:00 | 0
23 | 6 | 22:00 | 0 | 22:00 | 0
24 | 6 | 23:00 | 0 | 23:00 | 0
1 | 6 | 0:00 | 0 | 0:00 | 0
2 | 6 | 1:00 | 0 | 1:00 | 0
3 | 6 | 2:00 | 0 | 2:00 | 0
4 | 6 | 3:00 | 0 | 3:00 | 0
5 | 6 | 4:00 | 0 | 4:00 | 0
6 | 6 | 5:00 | 8.16 | 5:00 | 8.12
7 | 6 | 6:00 | 39.69 | 6:00 | 39.49
8 | 6 | 7:00 | 68.22 | 7:00 | 67.88
9 | 6 | 8:00 | 78.74 | 8:00 | 78.34
10 | 6 | 9:00 | 84.02 | 9:00 | 83.6
11 | 6 | 10:00 | 90.49 | 10:00 | 90.03
12 | 6 | 11:00 | 92.61 | 11:00 | 92.15
13 | 6 | 12:00 | 91.94 | 12:00 | 91.48
14 | 6 | 13:00 | 93.86 | 13:00 | 93.39
15 | 6 | 14:00 | 87.19 | 14:00 | 86.75
16 | 6 | 15:00 | 76.05 | 15:00 | 75.67
17 | 6 | 16:00 | 67.95 | 16:00 | 67.61
18 | 6 | 17:00 | 44.25 | 17:00 | 44.03
19 | 6 | 18:00 | 15.15 | 18:00 | 15.08
20 | 6 | 19:00 | 0 | 19:00 | 0
21 | 6 | 20:00 | 0 | 20:00 | 0
22 | 6 | 21:00 | 0 | 21:00 | 0
23 | 6 | 22:00 | 0 | 22:00 | 0
24 | 6 | 23:00 | 0 | 23:00 | 0
1 | 6 | 0:00 | 0 | 0:00 | 0
2 | 6 | 1:00 | 0 | 1:00 | 0
3 | 6 | 2:00 | 0 | 2:00 | 0
4 | 6 | 3:00 | 0 | 3:00 | 0
5 | 6 | 4:00 | 0 | 4:00 | 0
6 | 6 | 5:00 | 6.81 | 5:00 | 6.78
7 | 6 | 6:00 | 34.47 | 6:00 | 34.3
8 | 6 | 7:00 | 56.6 | 7:00 | 56.32
9 | 6 | 8:00 | 66.53 | 8:00 | 66.2
10 | 6 | 9:00 | 75.73 | 9:00 | 75.35
11 | 6 | 10:00 | 77.84 | 10:00 | 77.45
12 | 6 | 11:00 | 81.33 | 11:00 | 80.92
13 | 6 | 12:00 | 77.84 | 12:00 | 77.45
14 | 6 | 13:00 | 78.14 | 13:00 | 77.75
15 | 6 | 14:00 | 73.84 | 14:00 | 73.47
16 | 6 | 15:00 | 65.66 | 15:00 | 65.33
17 | 6 | 16:00 | 70.08 | 16:00 | 69.73
18 | 6 | 17:00 | 48.18 | 17:00 | 47.94
19 | 6 | 18:00 | 16.32 | 18:00 | 16.24
20 | 6 | 19:00 | 0 | 19:00 | 0
21 | 6 | 20:00 | 0 | 20:00 | 0
22 | 6 | 21:00 | 0 | 21:00 | 0
23 | 6 | 22:00 | 0 | 22:00 | 0
24 | 6 | 23:00 | 0 | 23:00 | 0
1 | 6 | 0:00 | 0 | 0:00 | 0
2 | 6 | 1:00 | 0 | 1:00 | 0
3 | 6 | 2:00 | 0 | 2:00 | 0
4 | 6 | 3:00 | 0 | 3:00 | 0
5 | 6 | 4:00 | 0 | 4:00 | 0
6 | 6 | 5:00 | 7.74 | 5:00 | 7.7
7 | 6 | 6:00 | 39 | 6:00 | 38.81
8 | 6 | 7:00 | 66.08 | 7:00 | 65.75
9 | 6 | 8:00 | 77.75 | 8:00 | 77.36
10 | 6 | 9:00 | 89.65 | 9:00 | 89.2
11 | 6 | 10:00 | 91.64 | 10:00 | 91.18
12 | 6 | 11:00 | 90.63 | 11:00 | 90.18
13 | 6 | 12:00 | 86.29 | 12:00 | 85.86
14 | 6 | 13:00 | 83.6 | 13:00 | 83.18
15 | 6 | 14:00 | 76.28 | 14:00 | 75.9
16 | 6 | 15:00 | 68.58 | 15:00 | 68.24
17 | 6 | 16:00 | 60.67 | 16:00 | 60.37
18 | 6 | 17:00 | 41.7 | 17:00 | 41.49
19 | 6 | 18:00 | 13.11 | 18:00 | 13.04
20 | 6 | 19:00 | 0 | 19:00 | 0
21 | 6 | 20:00 | 0 | 20:00 | 0
22 | 6 | 21:00 | 0 | 21:00 | 0
23 | 6 | 22:00 | 0 | 22:00 | 0
24 | 6 | 23:00 | 0 | 23:00 | 0
1 | 6 | 0:00 | 0 | 0:00 | 0
2 | 6 | 1:00 | 0 | 1:00 | 0
3 | 6 | 2:00 | 0 | 2:00 | 0
4 | 6 | 3:00 | 0 | 3:00 | 0
5 | 6 | 4:00 | 0 | 4:00 | 0
6 | 6 | 5:00 | 8.06 | 5:00 | 8.02
7 | 6 | 6:00 | 38.97 | 6:00 | 38.77
8 | 6 | 7:00 | 67.62 | 7:00 | 67.28
9 | 6 | 8:00 | 73.95 | 8:00 | 73.58
10 | 6 | 9:00 | 77.05 | 9:00 | 76.66
11 | 6 | 10:00 | 80.38 | 10:00 | 79.98
12 | 6 | 11:00 | 83.99 | 11:00 | 83.57
13 | 6 | 12:00 | 86.42 | 12:00 | 85.98
14 | 6 | 13:00 | 87.98 | 13:00 | 87.54
15 | 6 | 14:00 | 86.19 | 14:00 | 85.76
16 | 6 | 15:00 | 75.33 | 15:00 | 74.95
17 | 6 | 16:00 | 60.41 | 16:00 | 60.1
18 | 6 | 17:00 | 45.4 | 17:00 | 45.18
19 | 6 | 18:00 | 15.78 | 18:00 | 15.7
20 | 6 | 19:00 | 0 | 19:00 | 0
21 | 6 | 20:00 | 0 | 20:00 | 0
22 | 6 | 21:00 | 0 | 21:00 | 0
23 | 6 | 22:00 | 0 | 22:00 | 0
24 | 6 | 23:00 | 0 | 23:00 | 0
1 | 6 | 0:00 | 0 | 0:00 | 0
2 | 6 | 1:00 | 0 | 1:00 | 0
3 | 6 | 2:00 | 0 | 2:00 | 0
4 | 6 | 3:00 | 0 | 3:00 | 0
5 | 6 | 4:00 | 0 | 4:00 | 0
6 | 6 | 5:00 | 7.76 | 5:00 | 7.72
7 | 6 | 6:00 | 36.7 | 6:00 | 36.51
8 | 6 | 7:00 | 67.25 | 7:00 | 66.91
9 | 6 | 8:00 | 77.52 | 8:00 | 77.13
10 | 6 | 9:00 | 82.46 | 9:00 | 82.05
11 | 6 | 10:00 | 87.01 | 10:00 | 86.57
12 | 6 | 11:00 | 91.87 | 11:00 | 91.41
13 | 6 | 12:00 | 91.83 | 12:00 | 91.37
14 | 6 | 13:00 | 89.32 | 13:00 | 88.87
15 | 6 | 14:00 | 87.95 | 14:00 | 87.51
16 | 6 | 15:00 | 82.63 | 15:00 | 82.21
17 | 6 | 16:00 | 70.95 | 16:00 | 70.6
18 | 6 | 17:00 | 51.73 | 17:00 | 51.47
19 | 6 | 18:00 | 15.7 | 18:00 | 15.63
20 | 6 | 19:00 | 0 | 19:00 | 0
21 | 6 | 20:00 | 0 | 20:00 | 0
22 | 6 | 21:00 | 0 | 21:00 | 0
23 | 6 | 22:00 | 0 | 22:00 | 0
24 | 6 | 23:00 | 0 | 23:00 | 0
1 | 6 | 0:00 | 0 | 0:00 | 0
2 | 6 | 1:00 | 0 | 1:00 | 0
3 | 6 | 2:00 | 0 | 2:00 | 0
4 | 6 | 3:00 | 0 | 3:00 | 0
5 | 6 | 4:00 | 0 | 4:00 | 0
6 | 6 | 5:00 | 7.93 | 5:00 | 7.89
7 | 6 | 6:00 | 40.2 | 6:00 | 40
8 | 6 | 7:00 | 68.36 | 7:00 | 68.02
9 | 6 | 8:00 | 80.77 | 8:00 | 80.37
10 | 6 | 9:00 | 90.5 | 9:00 | 90.05
11 | 6 | 10:00 | 91.23 | 10:00 | 90.78
12 | 6 | 11:00 | 92.22 | 11:00 | 91.75
13 | 6 | 12:00 | 91.44 | 12:00 | 90.98
14 | 6 | 13:00 | 95.23 | 13:00 | 94.75
15 | 6 | 14:00 | 93.49 | 14:00 | 93.03
16 | 6 | 15:00 | 81.74 | 15:00 | 81.34
17 | 6 | 16:00 | 67.65 | 16:00 | 67.32
18 | 6 | 17:00 | 45.91 | 17:00 | 45.69
19 | 6 | 18:00 | 15.47 | 18:00 | 15.39
20 | 6 | 19:00 | 0 | 19:00 | 0
21 | 6 | 20:00 | 0 | 20:00 | 0
22 | 6 | 21:00 | 0 | 21:00 | 0
23 | 6 | 22:00 | 0 | 22:00 | 0
24 | 6 | 23:00 | 0 | 23:00 | 0
1 | 7 | 0:00 | 0 | 0:00 | 0
2 | 7 | 1:00 | 0 | 1:00 | 0
3 | 7 | 2:00 | 0 | 2:00 | 0
4 | 7 | 3:00 | 0 | 3:00 | 0
5 | 7 | 4:00 | 0 | 4:00 | 0
6 | 7 | 5:00 | 7.01 | 5:00 | 6.98
7 | 7 | 6:00 | 35.88 | 6:00 | 35.7
8 | 7 | 7:00 | 64.76 | 7:00 | 64.43
9 | 7 | 8:00 | 76.21 | 8:00 | 75.83
10 | 7 | 9:00 | 87.15 | 9:00 | 86.71
11 | 7 | 10:00 | 90.5 | 10:00 | 90.05
12 | 7 | 11:00 | 90.11 | 11:00 | 89.66
13 | 7 | 12:00 | 90.24 | 12:00 | 89.79
14 | 7 | 13:00 | 92.2 | 13:00 | 91.74
15 | 7 | 14:00 | 87.26 | 14:00 | 86.82
16 | 7 | 15:00 | 82.3 | 15:00 | 81.89
17 | 7 | 16:00 | 71.4 | 16:00 | 71.04
18 | 7 | 17:00 | 53.55 | 17:00 | 53.28
19 | 7 | 18:00 | 17.22 | 18:00 | 17.13
20 | 7 | 19:00 | 0 | 19:00 | 0
21 | 7 | 20:00 | 0 | 20:00 | 0
22 | 7 | 21:00 | 0 | 21:00 | 0
23 | 7 | 22:00 | 0 | 22:00 | 0
24 | 7 | 23:00 | 0 | 23:00 | 0
1 | 7 | 0:00 | 0 | 0:00 | 0
2 | 7 | 1:00 | 0 | 1:00 | 0
3 | 7 | 2:00 | 0 | 2:00 | 0
4 | 7 | 3:00 | 0 | 3:00 | 0
5 | 7 | 4:00 | 0 | 4:00 | 0
6 | 7 | 5:00 | 7.53 | 5:00 | 7.49
7 | 7 | 6:00 | 36.73 | 6:00 | 36.54
8 | 7 | 7:00 | 67.16 | 7:00 | 66.82
9 | 7 | 8:00 | 80.54 | 8:00 | 80.13
10 | 7 | 9:00 | 81.86 | 9:00 | 81.45
11 | 7 | 10:00 | 79.86 | 10:00 | 79.46
12 | 7 | 11:00 | 82.01 | 11:00 | 81.6
13 | 7 | 12:00 | 83.82 | 12:00 | 83.4
14 | 7 | 13:00 | 84.81 | 13:00 | 84.39
15 | 7 | 14:00 | 80.7 | 14:00 | 80.29
16 | 7 | 15:00 | 81.03 | 15:00 | 80.62
17 | 7 | 16:00 | 68.36 | 16:00 | 68.01
18 | 7 | 17:00 | 49.36 | 17:00 | 49.11
19 | 7 | 18:00 | 16.21 | 18:00 | 16.13
20 | 7 | 19:00 | 0 | 19:00 | 0
21 | 7 | 20:00 | 0 | 20:00 | 0
22 | 7 | 21:00 | 0 | 21:00 | 0
23 | 7 | 22:00 | 0 | 22:00 | 0
24 | 7 | 23:00 | 0 | 23:00 | 0
1 | 7 | 0:00 | 0 | 0:00 | 0
2 | 7 | 1:00 | 0 | 1:00 | 0
3 | 7 | 2:00 | 0 | 2:00 | 0
4 | 7 | 3:00 | 0 | 3:00 | 0
5 | 7 | 4:00 | 0 | 4:00 | 0
6 | 7 | 5:00 | 7.24 | 5:00 | 7.2
7 | 7 | 6:00 | 35.44 | 6:00 | 35.27
8 | 7 | 7:00 | 63.34 | 7:00 | 63.02
9 | 7 | 8:00 | 73.04 | 8:00 | 72.67
10 | 7 | 9:00 | 79.27 | 9:00 | 78.87
11 | 7 | 10:00 | 84.13 | 10:00 | 83.71
12 | 7 | 11:00 | 84.18 | 11:00 | 83.76
13 | 7 | 12:00 | 82.49 | 12:00 | 82.08
14 | 7 | 13:00 | 82.95 | 13:00 | 82.53
15 | 7 | 14:00 | 85.95 | 14:00 | 85.52
16 | 7 | 15:00 | 80.52 | 15:00 | 80.12
17 | 7 | 16:00 | 71.18 | 16:00 | 70.82
18 | 7 | 17:00 | 48.56 | 17:00 | 48.32
19 | 7 | 18:00 | 15.02 | 18:00 | 14.94
20 | 7 | 19:00 | 0 | 19:00 | 0
21 | 7 | 20:00 | 0 | 20:00 | 0
22 | 7 | 21:00 | 0 | 21:00 | 0
23 | 7 | 22:00 | 0 | 22:00 | 0
24 | 7 | 23:00 | 0 | 23:00 | 0
1 | 7 | 0:00 | 0 | 0:00 | 0
2 | 7 | 1:00 | 0 | 1:00 | 0
3 | 7 | 2:00 | 0 | 2:00 | 0
4 | 7 | 3:00 | 0 | 3:00 | 0
5 | 7 | 4:00 | 0 | 4:00 | 0
6 | 7 | 5:00 | 7.49 | 5:00 | 7.45
7 | 7 | 6:00 | 40.53 | 6:00 | 40.32
8 | 7 | 7:00 | 69.46 | 7:00 | 69.12
9 | 7 | 8:00 | 76.03 | 8:00 | 75.65
10 | 7 | 9:00 | 78.4 | 9:00 | 78
11 | 7 | 10:00 | 87.38 | 10:00 | 86.95
12 | 7 | 11:00 | 90.87 | 11:00 | 90.42
13 | 7 | 12:00 | 85.21 | 12:00 | 84.78
14 | 7 | 13:00 | 88.69 | 13:00 | 88.25
15 | 7 | 14:00 | 82.11 | 14:00 | 81.7
16 | 7 | 15:00 | 72.48 | 15:00 | 72.11
17 | 7 | 16:00 | 66.44 | 16:00 | 66.11
18 | 7 | 17:00 | 46.46 | 17:00 | 46.23
19 | 7 | 18:00 | 13.75 | 18:00 | 13.68
20 | 7 | 19:00 | 0 | 19:00 | 0
21 | 7 | 20:00 | 0 | 20:00 | 0
22 | 7 | 21:00 | 0 | 21:00 | 0
23 | 7 | 22:00 | 0 | 22:00 | 0
24 | 7 | 23:00 | 0 | 23:00 | 0
1 | 7 | 0:00 | 0 | 0:00 | 0
2 | 7 | 1:00 | 0 | 1:00 | 0
3 | 7 | 2:00 | 0 | 2:00 | 0
4 | 7 | 3:00 | 0 | 3:00 | 0
5 | 7 | 4:00 | 0 | 4:00 | 0
6 | 7 | 5:00 | 7.51 | 5:00 | 7.47
7 | 7 | 6:00 | 40.61 | 6:00 | 40.41
8 | 7 | 7:00 | 69.57 | 7:00 | 69.22
9 | 7 | 8:00 | 78.07 | 8:00 | 77.68
10 | 7 | 9:00 | 81.24 | 9:00 | 80.83
11 | 7 | 10:00 | 80.79 | 10:00 | 80.38
12 | 7 | 11:00 | 81.48 | 11:00 | 81.07
13 | 7 | 12:00 | 84.22 | 12:00 | 83.8
14 | 7 | 13:00 | 92.24 | 13:00 | 91.78
15 | 7 | 14:00 | 90.91 | 14:00 | 90.45
16 | 7 | 15:00 | 91.77 | 15:00 | 91.31
17 | 7 | 16:00 | 80.16 | 16:00 | 79.76
18 | 7 | 17:00 | 54.56 | 17:00 | 54.29
19 | 7 | 18:00 | 16.86 | 18:00 | 16.77
20 | 7 | 19:00 | 0 | 19:00 | 0
21 | 7 | 20:00 | 0 | 20:00 | 0
22 | 7 | 21:00 | 0 | 21:00 | 0
23 | 7 | 22:00 | 0 | 22:00 | 0
24 | 7 | 23:00 | 0 | 23:00 | 0
1 | 7 | 0:00 | 0 | 0:00 | 0
2 | 7 | 1:00 | 0 | 1:00 | 0
3 | 7 | 2:00 | 0 | 2:00 | 0
4 | 7 | 3:00 | 0 | 3:00 | 0
5 | 7 | 4:00 | 0 | 4:00 | 0
6 | 7 | 5:00 | 6.51 | 5:00 | 6.48
7 | 7 | 6:00 | 40.89 | 6:00 | 40.69
8 | 7 | 7:00 | 75.18 | 7:00 | 74.8
9 | 7 | 8:00 | 87.59 | 8:00 | 87.15
10 | 7 | 9:00 | 91.39 | 9:00 | 90.94
11 | 7 | 10:00 | 94.15 | 10:00 | 93.68
12 | 7 | 11:00 | 95.63 | 11:00 | 95.15
13 | 7 | 12:00 | 94.21 | 12:00 | 93.74
14 | 7 | 13:00 | 93.88 | 13:00 | 93.41
15 | 7 | 14:00 | 91.74 | 14:00 | 91.28
16 | 7 | 15:00 | 82.44 | 15:00 | 82.03
17 | 7 | 16:00 | 72.09 | 16:00 | 71.73
18 | 7 | 17:00 | 48.32 | 17:00 | 48.07
19 | 7 | 18:00 | 15.68 | 18:00 | 15.6
20 | 7 | 19:00 | 0 | 19:00 | 0
21 | 7 | 20:00 | 0 | 20:00 | 0
22 | 7 | 21:00 | 0 | 21:00 | 0
23 | 7 | 22:00 | 0 | 22:00 | 0
24 | 7 | 23:00 | 0 | 23:00 | 0
1 | 7 | 0:00 | 0 | 0:00 | 0
2 | 7 | 1:00 | 0 | 1:00 | 0
3 | 7 | 2:00 | 0 | 2:00 | 0
4 | 7 | 3:00 | 0 | 3:00 | 0
5 | 7 | 4:00 | 0 | 4:00 | 0
6 | 7 | 5:00 | 6.04 | 5:00 | 6.01
7 | 7 | 6:00 | 34.13 | 6:00 | 33.96
8 | 7 | 7:00 | 63.18 | 7:00 | 62.87
9 | 7 | 8:00 | 68.04 | 8:00 | 67.7
10 | 7 | 9:00 | 74.57 | 9:00 | 74.19
11 | 7 | 10:00 | 77.38 | 10:00 | 76.99
12 | 7 | 11:00 | 79.45 | 11:00 | 79.05
13 | 7 | 12:00 | 81.44 | 12:00 | 81.03
14 | 7 | 13:00 | 81.05 | 13:00 | 80.64
15 | 7 | 14:00 | 80.99 | 14:00 | 80.58
16 | 7 | 15:00 | 78.11 | 15:00 | 77.72
17 | 7 | 16:00 | 64.93 | 16:00 | 64.6
18 | 7 | 17:00 | 44.93 | 17:00 | 44.7
19 | 7 | 18:00 | 13.9 | 18:00 | 13.83
20 | 7 | 19:00 | 0 | 19:00 | 0
21 | 7 | 20:00 | 0 | 20:00 | 0
22 | 7 | 21:00 | 0 | 21:00 | 0
23 | 7 | 22:00 | 0 | 22:00 | 0
24 | 7 | 23:00 | 0 | 23:00 | 0
1 | 7 | 0:00 | 0 | 0:00 | 0
2 | 7 | 1:00 | 0 | 1:00 | 0
3 | 7 | 2:00 | 0 | 2:00 | 0
4 | 7 | 3:00 | 0 | 3:00 | 0
5 | 7 | 4:00 | 0 | 4:00 | 0
6 | 7 | 5:00 | 5.65 | 5:00 | 5.62
7 | 7 | 6:00 | 30.99 | 6:00 | 30.83
8 | 7 | 7:00 | 53.36 | 7:00 | 53.09
9 | 7 | 8:00 | 67.02 | 8:00 | 66.69
10 | 7 | 9:00 | 78.56 | 9:00 | 78.16
11 | 7 | 10:00 | 81.32 | 10:00 | 80.91
12 | 7 | 11:00 | 81.24 | 11:00 | 80.83
13 | 7 | 12:00 | 84.54 | 12:00 | 84.12
14 | 7 | 13:00 | 85.47 | 13:00 | 85.04
15 | 7 | 14:00 | 78.07 | 14:00 | 77.68
16 | 7 | 15:00 | 66.32 | 15:00 | 65.98
17 | 7 | 16:00 | 51.1 | 16:00 | 50.84
18 | 7 | 17:00 | 32.74 | 17:00 | 32.58
19 | 7 | 18:00 | 11.15 | 18:00 | 11.1
20 | 7 | 19:00 | 0 | 19:00 | 0
21 | 7 | 20:00 | 0 | 20:00 | 0
22 | 7 | 21:00 | 0 | 21:00 | 0
23 | 7 | 22:00 | 0 | 22:00 | 0
24 | 7 | 23:00 | 0 | 23:00 | 0
1 | 7 | 0:00 | 0 | 0:00 | 0
2 | 7 | 1:00 | 0 | 1:00 | 0
3 | 7 | 2:00 | 0 | 2:00 | 0
4 | 7 | 3:00 | 0 | 3:00 | 0
5 | 7 | 4:00 | 0 | 4:00 | 0
6 | 7 | 5:00 | 5.37 | 5:00 | 5.34
7 | 7 | 6:00 | 34.13 | 6:00 | 33.96
8 | 7 | 7:00 | 60.45 | 7:00 | 60.15
9 | 7 | 8:00 | 71.57 | 8:00 | 71.21
10 | 7 | 9:00 | 78.12 | 9:00 | 77.73
11 | 7 | 10:00 | 85.21 | 10:00 | 84.79
12 | 7 | 11:00 | 86.31 | 11:00 | 85.88
13 | 7 | 12:00 | 86.94 | 12:00 | 86.5
14 | 7 | 13:00 | 82.81 | 13:00 | 82.4
15 | 7 | 14:00 | 87.02 | 14:00 | 86.58
16 | 7 | 15:00 | 82.33 | 15:00 | 81.92
17 | 7 | 16:00 | 72.65 | 16:00 | 72.29
18 | 7 | 17:00 | 51.44 | 17:00 | 51.19
19 | 7 | 18:00 | 16.56 | 18:00 | 16.48
20 | 7 | 19:00 | 0 | 19:00 | 0
21 | 7 | 20:00 | 0 | 20:00 | 0
22 | 7 | 21:00 | 0 | 21:00 | 0
23 | 7 | 22:00 | 0 | 22:00 | 0
24 | 7 | 23:00 | 0 | 23:00 | 0
1 | 7 | 0:00 | 0 | 0:00 | 0
2 | 7 | 1:00 | 0 | 1:00 | 0
3 | 7 | 2:00 | 0 | 2:00 | 0
4 | 7 | 3:00 | 0 | 3:00 | 0
5 | 7 | 4:00 | 0 | 4:00 | 0
6 | 7 | 5:00 | 6.41 | 5:00 | 6.37
7 | 7 | 6:00 | 38.68 | 6:00 | 38.49
8 | 7 | 7:00 | 70.19 | 7:00 | 69.84
9 | 7 | 8:00 | 77.74 | 8:00 | 77.35
10 | 7 | 9:00 | 85.51 | 9:00 | 85.08
11 | 7 | 10:00 | 89.53 | 10:00 | 89.09
12 | 7 | 11:00 | 87.6 | 11:00 | 87.16
13 | 7 | 12:00 | 82.46 | 12:00 | 82.05
14 | 7 | 13:00 | 84.93 | 13:00 | 84.5
15 | 7 | 14:00 | 85.57 | 14:00 | 85.14
16 | 7 | 15:00 | 75.24 | 15:00 | 74.87
17 | 7 | 16:00 | 64.04 | 16:00 | 63.72
18 | 7 | 17:00 | 41.4 | 17:00 | 41.19
19 | 7 | 18:00 | 12.16 | 18:00 | 12.1
20 | 7 | 19:00 | 0 | 19:00 | 0
21 | 7 | 20:00 | 0 | 20:00 | 0
22 | 7 | 21:00 | 0 | 21:00 | 0
23 | 7 | 22:00 | 0 | 22:00 | 0
24 | 7 | 23:00 | 0 | 23:00 | 0
1 | 7 | 0:00 | 0 | 0:00 | 0
2 | 7 | 1:00 | 0 | 1:00 | 0
3 | 7 | 2:00 | 0 | 2:00 | 0
4 | 7 | 3:00 | 0 | 3:00 | 0
5 | 7 | 4:00 | 0 | 4:00 | 0
6 | 7 | 5:00 | 5.17 | 5:00 | 5.15
7 | 7 | 6:00 | 30.44 | 6:00 | 30.29
8 | 7 | 7:00 | 53.4 | 7:00 | 53.13
9 | 7 | 8:00 | 59.59 | 8:00 | 59.3
10 | 7 | 9:00 | 66.8 | 9:00 | 66.47
11 | 7 | 10:00 | 76.73 | 10:00 | 76.34
12 | 7 | 11:00 | 78.98 | 11:00 | 78.58
13 | 7 | 12:00 | 77.77 | 12:00 | 77.38
14 | 7 | 13:00 | 81.06 | 13:00 | 80.65
15 | 7 | 14:00 | 79.35 | 14:00 | 78.96
16 | 7 | 15:00 | 69.38 | 15:00 | 69.03
17 | 7 | 16:00 | 59.99 | 16:00 | 59.69
18 | 7 | 17:00 | 39.02 | 17:00 | 38.83
19 | 7 | 18:00 | 14.72 | 18:00 | 14.64
20 | 7 | 19:00 | 0 | 19:00 | 0
21 | 7 | 20:00 | 0 | 20:00 | 0
22 | 7 | 21:00 | 0 | 21:00 | 0
23 | 7 | 22:00 | 0 | 22:00 | 0
24 | 7 | 23:00 | 0 | 23:00 | 0
1 | 7 | 0:00 | 0 | 0:00 | 0
2 | 7 | 1:00 | 0 | 1:00 | 0
3 | 7 | 2:00 | 0 | 2:00 | 0
4 | 7 | 3:00 | 0 | 3:00 | 0
5 | 7 | 4:00 | 0 | 4:00 | 0
6 | 7 | 5:00 | 4.85 | 5:00 | 4.83
7 | 7 | 6:00 | 30.37 | 6:00 | 30.22
8 | 7 | 7:00 | 55.88 | 7:00 | 55.6
9 | 7 | 8:00 | 69.08 | 8:00 | 68.74
10 | 7 | 9:00 | 71.76 | 9:00 | 71.4
11 | 7 | 10:00 | 80.93 | 10:00 | 80.53
12 | 7 | 11:00 | 82.43 | 11:00 | 82.02
13 | 7 | 12:00 | 79.67 | 12:00 | 79.28
14 | 7 | 13:00 | 83.5 | 13:00 | 83.08
15 | 7 | 14:00 | 83.7 | 14:00 | 83.29
16 | 7 | 15:00 | 74.39 | 15:00 | 74.02
17 | 7 | 16:00 | 65.56 | 16:00 | 65.23
18 | 7 | 17:00 | 45.91 | 17:00 | 45.68
19 | 7 | 18:00 | 15.66 | 18:00 | 15.58
20 | 7 | 19:00 | 0 | 19:00 | 0
21 | 7 | 20:00 | 0 | 20:00 | 0
22 | 7 | 21:00 | 0 | 21:00 | 0
23 | 7 | 22:00 | 0 | 22:00 | 0
24 | 7 | 23:00 | 0 | 23:00 | 0
1 | 7 | 0:00 | 0 | 0:00 | 0
2 | 7 | 1:00 | 0 | 1:00 | 0
3 | 7 | 2:00 | 0 | 2:00 | 0
4 | 7 | 3:00 | 0 | 3:00 | 0
5 | 7 | 4:00 | 0 | 4:00 | 0
6 | 7 | 5:00 | 6.23 | 5:00 | 6.19
7 | 7 | 6:00 | 40.24 | 6:00 | 40.04
8 | 7 | 7:00 | 66.55 | 7:00 | 66.21
9 | 7 | 8:00 | 77.87 | 8:00 | 77.48
10 | 7 | 9:00 | 86.47 | 9:00 | 86.03
11 | 7 | 10:00 | 88.88 | 10:00 | 88.44
12 | 7 | 11:00 | 93.05 | 11:00 | 92.58
13 | 7 | 12:00 | 96.43 | 12:00 | 95.94
14 | 7 | 13:00 | 91.61 | 13:00 | 91.15
15 | 7 | 14:00 | 89.47 | 14:00 | 89.02
16 | 7 | 15:00 | 83.02 | 15:00 | 82.61
17 | 7 | 16:00 | 70.48 | 16:00 | 70.13
18 | 7 | 17:00 | 47.65 | 17:00 | 47.41
19 | 7 | 18:00 | 14.48 | 18:00 | 14.41
20 | 7 | 19:00 | 0 | 19:00 | 0
21 | 7 | 20:00 | 0 | 20:00 | 0
22 | 7 | 21:00 | 0 | 21:00 | 0
23 | 7 | 22:00 | 0 | 22:00 | 0
24 | 7 | 23:00 | 0 | 23:00 | 0
1 | 7 | 0:00 | 0 | 0:00 | 0
2 | 7 | 1:00 | 0 | 1:00 | 0
3 | 7 | 2:00 | 0 | 2:00 | 0
4 | 7 | 3:00 | 0 | 3:00 | 0
5 | 7 | 4:00 | 0 | 4:00 | 0
6 | 7 | 5:00 | 5.94 | 5:00 | 5.91
7 | 7 | 6:00 | 37.82 | 6:00 | 37.63
8 | 7 | 7:00 | 67.87 | 7:00 | 67.53
9 | 7 | 8:00 | 79.89 | 8:00 | 79.49
10 | 7 | 9:00 | 82.86 | 9:00 | 82.44
11 | 7 | 10:00 | 86.75 | 10:00 | 86.32
12 | 7 | 11:00 | 91.36 | 11:00 | 90.9
13 | 7 | 12:00 | 91.63 | 12:00 | 91.17
14 | 7 | 13:00 | 89.46 | 13:00 | 89.01
15 | 7 | 14:00 | 86.83 | 14:00 | 86.39
16 | 7 | 15:00 | 81.79 | 15:00 | 81.38
17 | 7 | 16:00 | 65.69 | 16:00 | 65.36
18 | 7 | 17:00 | 39.86 | 17:00 | 39.66
19 | 7 | 18:00 | 14.04 | 18:00 | 13.97
20 | 7 | 19:00 | 0 | 19:00 | 0
21 | 7 | 20:00 | 0 | 20:00 | 0
22 | 7 | 21:00 | 0 | 21:00 | 0
23 | 7 | 22:00 | 0 | 22:00 | 0
24 | 7 | 23:00 | 0 | 23:00 | 0
1 | 7 | 0:00 | 0 | 0:00 | 0
2 | 7 | 1:00 | 0 | 1:00 | 0
3 | 7 | 2:00 | 0 | 2:00 | 0
4 | 7 | 3:00 | 0 | 3:00 | 0
5 | 7 | 4:00 | 0 | 4:00 | 0
6 | 7 | 5:00 | 5.35 | 5:00 | 5.32
7 | 7 | 6:00 | 37.56 | 6:00 | 37.38
8 | 7 | 7:00 | 68.32 | 7:00 | 67.98
9 | 7 | 8:00 | 72.61 | 8:00 | 72.25
10 | 7 | 9:00 | 78.88 | 9:00 | 78.48
11 | 7 | 10:00 | 86.77 | 10:00 | 86.34
12 | 7 | 11:00 | 92.11 | 11:00 | 91.65
13 | 7 | 12:00 | 87.81 | 12:00 | 87.37
14 | 7 | 13:00 | 86.44 | 13:00 | 86.01
15 | 7 | 14:00 | 85.65 | 14:00 | 85.22
16 | 7 | 15:00 | 80.24 | 15:00 | 79.84
17 | 7 | 16:00 | 74.17 | 16:00 | 73.8
18 | 7 | 17:00 | 50.45 | 17:00 | 50.2
19 | 7 | 18:00 | 15.69 | 18:00 | 15.61
20 | 7 | 19:00 | 0 | 19:00 | 0
21 | 7 | 20:00 | 0 | 20:00 | 0
22 | 7 | 21:00 | 0 | 21:00 | 0
23 | 7 | 22:00 | 0 | 22:00 | 0
24 | 7 | 23:00 | 0 | 23:00 | 0
1 | 7 | 0:00 | 0 | 0:00 | 0
2 | 7 | 1:00 | 0 | 1:00 | 0
3 | 7 | 2:00 | 0 | 2:00 | 0
4 | 7 | 3:00 | 0 | 3:00 | 0
5 | 7 | 4:00 | 0 | 4:00 | 0
6 | 7 | 5:00 | 5.44 | 5:00 | 5.41
7 | 7 | 6:00 | 37.25 | 6:00 | 37.07
8 | 7 | 7:00 | 69.12 | 7:00 | 68.77
9 | 7 | 8:00 | 78.6 | 8:00 | 78.2
10 | 7 | 9:00 | 86.03 | 9:00 | 85.6
11 | 7 | 10:00 | 89.82 | 10:00 | 89.37
12 | 7 | 11:00 | 90.13 | 11:00 | 89.68
13 | 7 | 12:00 | 93.13 | 12:00 | 92.66
14 | 7 | 13:00 | 91.56 | 13:00 | 91.1
15 | 7 | 14:00 | 87.56 | 14:00 | 87.12
16 | 7 | 15:00 | 84.29 | 15:00 | 83.87
17 | 7 | 16:00 | 76.93 | 16:00 | 76.54
18 | 7 | 17:00 | 52.01 | 17:00 | 51.75
19 | 7 | 18:00 | 15.11 | 18:00 | 15.04
20 | 7 | 19:00 | 0 | 19:00 | 0
21 | 7 | 20:00 | 0 | 20:00 | 0
22 | 7 | 21:00 | 0 | 21:00 | 0
23 | 7 | 22:00 | 0 | 22:00 | 0
24 | 7 | 23:00 | 0 | 23:00 | 0
1 | 7 | 0:00 | 0 | 0:00 | 0
2 | 7 | 1:00 | 0 | 1:00 | 0
3 | 7 | 2:00 | 0 | 2:00 | 0
4 | 7 | 3:00 | 0 | 3:00 | 0
5 | 7 | 4:00 | 0 | 4:00 | 0
6 | 7 | 5:00 | 5.07 | 5:00 | 5.05
7 | 7 | 6:00 | 36.58 | 6:00 | 36.4
8 | 7 | 7:00 | 67.26 | 7:00 | 66.92
9 | 7 | 8:00 | 80.68 | 8:00 | 80.27
10 | 7 | 9:00 | 86.07 | 9:00 | 85.64
11 | 7 | 10:00 | 93.04 | 10:00 | 92.57
12 | 7 | 11:00 | 92.02 | 11:00 | 91.56
13 | 7 | 12:00 | 86.64 | 12:00 | 86.21
14 | 7 | 13:00 | 81.13 | 13:00 | 80.73
15 | 7 | 14:00 | 85.67 | 14:00 | 85.24
16 | 7 | 15:00 | 83.88 | 15:00 | 83.46
17 | 7 | 16:00 | 72.83 | 16:00 | 72.47
18 | 7 | 17:00 | 48.74 | 17:00 | 48.5
19 | 7 | 18:00 | 16.35 | 18:00 | 16.27
20 | 7 | 19:00 | 0 | 19:00 | 0
21 | 7 | 20:00 | 0 | 20:00 | 0
22 | 7 | 21:00 | 0 | 21:00 | 0
23 | 7 | 22:00 | 0 | 22:00 | 0
24 | 7 | 23:00 | 0 | 23:00 | 0
1 | 7 | 0:00 | 0 | 0:00 | 0
2 | 7 | 1:00 | 0 | 1:00 | 0
3 | 7 | 2:00 | 0 | 2:00 | 0
4 | 7 | 3:00 | 0 | 3:00 | 0
5 | 7 | 4:00 | 0 | 4:00 | 0
6 | 7 | 5:00 | 5.17 | 5:00 | 5.14
7 | 7 | 6:00 | 40.6 | 6:00 | 40.39
8 | 7 | 7:00 | 80.95 | 7:00 | 80.55
9 | 7 | 8:00 | 94.05 | 8:00 | 93.58
10 | 7 | 9:00 | 95.11 | 9:00 | 94.64
11 | 7 | 10:00 | 95.41 | 10:00 | 94.93
12 | 7 | 11:00 | 94.18 | 11:00 | 93.71
13 | 7 | 12:00 | 89.37 | 12:00 | 88.93
14 | 7 | 13:00 | 89.01 | 13:00 | 88.56
15 | 7 | 14:00 | 88.92 | 14:00 | 88.48
16 | 7 | 15:00 | 87.99 | 15:00 | 87.55
17 | 7 | 16:00 | 75.38 | 16:00 | 75
18 | 7 | 17:00 | 46.29 | 17:00 | 46.05
19 | 7 | 18:00 | 13.48 | 18:00 | 13.42
20 | 7 | 19:00 | 0 | 19:00 | 0
21 | 7 | 20:00 | 0 | 20:00 | 0
22 | 7 | 21:00 | 0 | 21:00 | 0
23 | 7 | 22:00 | 0 | 22:00 | 0
24 | 7 | 23:00 | 0 | 23:00 | 0
1 | 7 | 0:00 | 0 | 0:00 | 0
2 | 7 | 1:00 | 0 | 1:00 | 0
3 | 7 | 2:00 | 0 | 2:00 | 0
4 | 7 | 3:00 | 0 | 3:00 | 0
5 | 7 | 4:00 | 0 | 4:00 | 0
6 | 7 | 5:00 | 4.37 | 5:00 | 4.35
7 | 7 | 6:00 | 36.07 | 6:00 | 35.89
8 | 7 | 7:00 | 74.53 | 7:00 | 74.16
9 | 7 | 8:00 | 83.63 | 8:00 | 83.21
10 | 7 | 9:00 | 84.59 | 9:00 | 84.17
11 | 7 | 10:00 | 87.39 | 10:00 | 86.96
12 | 7 | 11:00 | 89.52 | 11:00 | 89.07
13 | 7 | 12:00 | 82.45 | 12:00 | 82.04
14 | 7 | 13:00 | 84.37 | 13:00 | 83.95
15 | 7 | 14:00 | 85.34 | 14:00 | 84.92
16 | 7 | 15:00 | 77.94 | 15:00 | 77.55
17 | 7 | 16:00 | 73.71 | 16:00 | 73.34
18 | 7 | 17:00 | 52.09 | 17:00 | 51.83
19 | 7 | 18:00 | 13.39 | 18:00 | 13.32
20 | 7 | 19:00 | 0 | 19:00 | 0
21 | 7 | 20:00 | 0 | 20:00 | 0
22 | 7 | 21:00 | 0 | 21:00 | 0
23 | 7 | 22:00 | 0 | 22:00 | 0
24 | 7 | 23:00 | 0 | 23:00 | 0
1 | 7 | 0:00 | 0 | 0:00 | 0
2 | 7 | 1:00 | 0 | 1:00 | 0
3 | 7 | 2:00 | 0 | 2:00 | 0
4 | 7 | 3:00 | 0 | 3:00 | 0
5 | 7 | 4:00 | 0 | 4:00 | 0
6 | 7 | 5:00 | 4.31 | 5:00 | 4.29
7 | 7 | 6:00 | 33.71 | 6:00 | 33.54
8 | 7 | 7:00 | 61.99 | 7:00 | 61.68
9 | 7 | 8:00 | 77.92 | 8:00 | 77.53
10 | 7 | 9:00 | 87.6 | 9:00 | 87.16
11 | 7 | 10:00 | 88.87 | 10:00 | 88.43
12 | 7 | 11:00 | 87.22 | 11:00 | 86.78
13 | 7 | 12:00 | 79.68 | 12:00 | 79.28
14 | 7 | 13:00 | 79.02 | 13:00 | 78.62
15 | 7 | 14:00 | 83.86 | 14:00 | 83.44
16 | 7 | 15:00 | 83.03 | 15:00 | 82.61
17 | 7 | 16:00 | 63.37 | 16:00 | 63.05
18 | 7 | 17:00 | 45.19 | 17:00 | 44.97
19 | 7 | 18:00 | 14.6 | 18:00 | 14.52
20 | 7 | 19:00 | 0 | 19:00 | 0
21 | 7 | 20:00 | 0 | 20:00 | 0
22 | 7 | 21:00 | 0 | 21:00 | 0
23 | 7 | 22:00 | 0 | 22:00 | 0
24 | 7 | 23:00 | 0 | 23:00 | 0
1 | 7 | 0:00 | 0 | 0:00 | 0
2 | 7 | 1:00 | 0 | 1:00 | 0
3 | 7 | 2:00 | 0 | 2:00 | 0
4 | 7 | 3:00 | 0 | 3:00 | 0
5 | 7 | 4:00 | 0 | 4:00 | 0
6 | 7 | 5:00 | 4.68 | 5:00 | 4.66
7 | 7 | 6:00 | 38.73 | 6:00 | 38.54
8 | 7 | 7:00 | 76.86 | 7:00 | 76.47
9 | 7 | 8:00 | 82.75 | 8:00 | 82.33
10 | 7 | 9:00 | 85.52 | 9:00 | 85.09
11 | 7 | 10:00 | 95.26 | 10:00 | 94.78
12 | 7 | 11:00 | 95.83 | 11:00 | 95.35
13 | 7 | 12:00 | 96.38 | 12:00 | 95.9
14 | 7 | 13:00 | 93.76 | 13:00 | 93.29
15 | 7 | 14:00 | 85.99 | 14:00 | 85.56
16 | 7 | 15:00 | 77.3 | 15:00 | 76.91
17 | 7 | 16:00 | 65.93 | 16:00 | 65.6
18 | 7 | 17:00 | 42.89 | 17:00 | 42.68
19 | 7 | 18:00 | 12.74 | 18:00 | 12.67
20 | 7 | 19:00 | 0 | 19:00 | 0
21 | 7 | 20:00 | 0 | 20:00 | 0
22 | 7 | 21:00 | 0 | 21:00 | 0
23 | 7 | 22:00 | 0 | 22:00 | 0
24 | 7 | 23:00 | 0 | 23:00 | 0
1 | 7 | 0:00 | 0 | 0:00 | 0
2 | 7 | 1:00 | 0 | 1:00 | 0
3 | 7 | 2:00 | 0 | 2:00 | 0
4 | 7 | 3:00 | 0 | 3:00 | 0
5 | 7 | 4:00 | 0 | 4:00 | 0
6 | 7 | 5:00 | 4.56 | 5:00 | 4.54
7 | 7 | 6:00 | 35.24 | 6:00 | 35.06
8 | 7 | 7:00 | 68.77 | 7:00 | 68.42
9 | 7 | 8:00 | 78.58 | 8:00 | 78.19
10 | 7 | 9:00 | 87.21 | 9:00 | 86.77
11 | 7 | 10:00 | 89.73 | 10:00 | 89.28
12 | 7 | 11:00 | 91.52 | 11:00 | 91.06
13 | 7 | 12:00 | 84.95 | 12:00 | 84.52
14 | 7 | 13:00 | 86.36 | 13:00 | 85.93
15 | 7 | 14:00 | 82.48 | 14:00 | 82.07
16 | 7 | 15:00 | 78.55 | 15:00 | 78.16
17 | 7 | 16:00 | 74.35 | 16:00 | 73.97
18 | 7 | 17:00 | 51.03 | 17:00 | 50.77
19 | 7 | 18:00 | 14.59 | 18:00 | 14.52
20 | 7 | 19:00 | 0 | 19:00 | 0
21 | 7 | 20:00 | 0 | 20:00 | 0
22 | 7 | 21:00 | 0 | 21:00 | 0
23 | 7 | 22:00 | 0 | 22:00 | 0
24 | 7 | 23:00 | 0 | 23:00 | 0
1 | 7 | 0:00 | 0 | 0:00 | 0
2 | 7 | 1:00 | 0 | 1:00 | 0
3 | 7 | 2:00 | 0 | 2:00 | 0
4 | 7 | 3:00 | 0 | 3:00 | 0
5 | 7 | 4:00 | 0 | 4:00 | 0
6 | 7 | 5:00 | 4.39 | 5:00 | 4.37
7 | 7 | 6:00 | 38.92 | 6:00 | 38.73
8 | 7 | 7:00 | 78.83 | 7:00 | 78.43
9 | 7 | 8:00 | 87.91 | 8:00 | 87.47
10 | 7 | 9:00 | 92.55 | 9:00 | 92.09
11 | 7 | 10:00 | 93.42 | 10:00 | 92.95
12 | 7 | 11:00 | 93.2 | 11:00 | 92.73
13 | 7 | 12:00 | 89.62 | 12:00 | 89.17
14 | 7 | 13:00 | 89.4 | 13:00 | 88.95
15 | 7 | 14:00 | 84.54 | 14:00 | 84.11
16 | 7 | 15:00 | 79.02 | 15:00 | 78.62
17 | 7 | 16:00 | 70.87 | 16:00 | 70.52
18 | 7 | 17:00 | 47.94 | 17:00 | 47.7
19 | 7 | 18:00 | 13.25 | 18:00 | 13.18
20 | 7 | 19:00 | 0 | 19:00 | 0
21 | 7 | 20:00 | 0 | 20:00 | 0
22 | 7 | 21:00 | 0 | 21:00 | 0
23 | 7 | 22:00 | 0 | 22:00 | 0
24 | 7 | 23:00 | 0 | 23:00 | 0
1 | 7 | 0:00 | 0 | 0:00 | 0
2 | 7 | 1:00 | 0 | 1:00 | 0
3 | 7 | 2:00 | 0 | 2:00 | 0
4 | 7 | 3:00 | 0 | 3:00 | 0
5 | 7 | 4:00 | 0 | 4:00 | 0
6 | 7 | 5:00 | 4.21 | 5:00 | 4.19
7 | 7 | 6:00 | 36.45 | 6:00 | 36.27
8 | 7 | 7:00 | 73.89 | 7:00 | 73.52
9 | 7 | 8:00 | 81.31 | 8:00 | 80.91
10 | 7 | 9:00 | 86.15 | 9:00 | 85.72
11 | 7 | 10:00 | 87.29 | 10:00 | 86.85
12 | 7 | 11:00 | 85.63 | 11:00 | 85.2
13 | 7 | 12:00 | 88.38 | 12:00 | 87.94
14 | 7 | 13:00 | 90.59 | 13:00 | 90.14
15 | 7 | 14:00 | 87.11 | 14:00 | 86.67
16 | 7 | 15:00 | 83.16 | 15:00 | 82.75
17 | 7 | 16:00 | 76.15 | 16:00 | 75.77
18 | 7 | 17:00 | 50.55 | 17:00 | 50.29
19 | 7 | 18:00 | 13.38 | 18:00 | 13.31
20 | 7 | 19:00 | 0 | 19:00 | 0
21 | 7 | 20:00 | 0 | 20:00 | 0
22 | 7 | 21:00 | 0 | 21:00 | 0
23 | 7 | 22:00 | 0 | 22:00 | 0
24 | 7 | 23:00 | 0 | 23:00 | 0
1 | 7 | 0:00 | 0 | 0:00 | 0
2 | 7 | 1:00 | 0 | 1:00 | 0
3 | 7 | 2:00 | 0 | 2:00 | 0
4 | 7 | 3:00 | 0 | 3:00 | 0
5 | 7 | 4:00 | 0 | 4:00 | 0
6 | 7 | 5:00 | 3.37 | 5:00 | 3.36
7 | 7 | 6:00 | 30.82 | 6:00 | 30.67
8 | 7 | 7:00 | 62.06 | 7:00 | 61.75
9 | 7 | 8:00 | 74.66 | 8:00 | 74.29
10 | 7 | 9:00 | 81.71 | 9:00 | 81.31
11 | 7 | 10:00 | 85.47 | 10:00 | 85.04
12 | 7 | 11:00 | 86.47 | 11:00 | 86.04
13 | 7 | 12:00 | 86.68 | 12:00 | 86.24
14 | 7 | 13:00 | 88.03 | 13:00 | 87.59
15 | 7 | 14:00 | 75.18 | 14:00 | 74.8
16 | 7 | 15:00 | 69.13 | 15:00 | 68.78
17 | 7 | 16:00 | 61.98 | 16:00 | 61.67
18 | 7 | 17:00 | 39.89 | 17:00 | 39.69
19 | 7 | 18:00 | 11.26 | 18:00 | 11.2
20 | 7 | 19:00 | 0 | 19:00 | 0
21 | 7 | 20:00 | 0 | 20:00 | 0
22 | 7 | 21:00 | 0 | 21:00 | 0
23 | 7 | 22:00 | 0 | 22:00 | 0
24 | 7 | 23:00 | 0 | 23:00 | 0
1 | 7 | 0:00 | 0 | 0:00 | 0
2 | 7 | 1:00 | 0 | 1:00 | 0
3 | 7 | 2:00 | 0 | 2:00 | 0
4 | 7 | 3:00 | 0 | 3:00 | 0
5 | 7 | 4:00 | 0 | 4:00 | 0
6 | 7 | 5:00 | 3.15 | 5:00 | 3.14
7 | 7 | 6:00 | 32.2 | 6:00 | 32.04
8 | 7 | 7:00 | 67.77 | 7:00 | 67.43
9 | 7 | 8:00 | 83.65 | 8:00 | 83.24
10 | 7 | 9:00 | 88.72 | 9:00 | 88.28
11 | 7 | 10:00 | 89.93 | 10:00 | 89.48
12 | 7 | 11:00 | 90.55 | 11:00 | 90.1
13 | 7 | 12:00 | 88.25 | 12:00 | 87.81
14 | 7 | 13:00 | 84.51 | 13:00 | 84.09
15 | 7 | 14:00 | 85.15 | 14:00 | 84.72
16 | 7 | 15:00 | 81.42 | 15:00 | 81.01
17 | 7 | 16:00 | 71.33 | 16:00 | 70.98
18 | 7 | 17:00 | 47.32 | 17:00 | 47.09
19 | 7 | 18:00 | 11.25 | 18:00 | 11.19
20 | 7 | 19:00 | 0 | 19:00 | 0
21 | 7 | 20:00 | 0 | 20:00 | 0
22 | 7 | 21:00 | 0 | 21:00 | 0
23 | 7 | 22:00 | 0 | 22:00 | 0
24 | 7 | 23:00 | 0 | 23:00 | 0
1 | 7 | 0:00 | 0 | 0:00 | 0
2 | 7 | 1:00 | 0 | 1:00 | 0
3 | 7 | 2:00 | 0 | 2:00 | 0
4 | 7 | 3:00 | 0 | 3:00 | 0
5 | 7 | 4:00 | 0 | 4:00 | 0
6 | 7 | 5:00 | 2.91 | 5:00 | 2.89
7 | 7 | 6:00 | 30.38 | 6:00 | 30.22
8 | 7 | 7:00 | 55.23 | 7:00 | 54.95
9 | 7 | 8:00 | 65.39 | 8:00 | 65.06
10 | 7 | 9:00 | 77.45 | 9:00 | 77.07
11 | 7 | 10:00 | 84.2 | 10:00 | 83.78
12 | 7 | 11:00 | 84.15 | 11:00 | 83.73
13 | 7 | 12:00 | 80.54 | 12:00 | 80.13
14 | 7 | 13:00 | 74.68 | 13:00 | 74.3
15 | 7 | 14:00 | 70.65 | 14:00 | 70.3
16 | 7 | 15:00 | 69.08 | 15:00 | 68.73
17 | 7 | 16:00 | 57.84 | 16:00 | 57.55
18 | 7 | 17:00 | 39.3 | 17:00 | 39.1
19 | 7 | 18:00 | 10.53 | 18:00 | 10.47
20 | 7 | 19:00 | 0 | 19:00 | 0
21 | 7 | 20:00 | 0 | 20:00 | 0
22 | 7 | 21:00 | 0 | 21:00 | 0
23 | 7 | 22:00 | 0 | 22:00 | 0
24 | 7 | 23:00 | 0 | 23:00 | 0
1 | 7 | 0:00 | 0 | 0:00 | 0
2 | 7 | 1:00 | 0 | 1:00 | 0
3 | 7 | 2:00 | 0 | 2:00 | 0
4 | 7 | 3:00 | 0 | 3:00 | 0
5 | 7 | 4:00 | 0 | 4:00 | 0
6 | 7 | 5:00 | 2.81 | 5:00 | 2.8
7 | 7 | 6:00 | 27.94 | 6:00 | 27.8
8 | 7 | 7:00 | 61.13 | 7:00 | 60.82
9 | 7 | 8:00 | 74.68 | 8:00 | 74.31
10 | 7 | 9:00 | 80.86 | 9:00 | 80.45
11 | 7 | 10:00 | 80.38 | 10:00 | 79.98
12 | 7 | 11:00 | 79.33 | 11:00 | 78.94
13 | 7 | 12:00 | 74.42 | 12:00 | 74.05
14 | 7 | 13:00 | 76.67 | 13:00 | 76.29
15 | 7 | 14:00 | 69.83 | 14:00 | 69.48
16 | 7 | 15:00 | 64.89 | 15:00 | 64.57
17 | 7 | 16:00 | 48.72 | 16:00 | 48.48
18 | 7 | 17:00 | 36.7 | 17:00 | 36.51
19 | 7 | 18:00 | 9.97 | 18:00 | 9.92
20 | 7 | 19:00 | 0 | 19:00 | 0
21 | 7 | 20:00 | 0 | 20:00 | 0
22 | 7 | 21:00 | 0 | 21:00 | 0
23 | 7 | 22:00 | 0 | 22:00 | 0
24 | 7 | 23:00 | 0 | 23:00 | 0
1 | 7 | 0:00 | 0 | 0:00 | 0
2 | 7 | 1:00 | 0 | 1:00 | 0
3 | 7 | 2:00 | 0 | 2:00 | 0
4 | 7 | 3:00 | 0 | 3:00 | 0
5 | 7 | 4:00 | 0 | 4:00 | 0
6 | 7 | 5:00 | 2.95 | 5:00 | 2.94
7 | 7 | 6:00 | 32.31 | 6:00 | 32.15
8 | 7 | 7:00 | 70.95 | 7:00 | 70.59
9 | 7 | 8:00 | 80.61 | 8:00 | 80.21
10 | 7 | 9:00 | 80.5 | 9:00 | 80.1
11 | 7 | 10:00 | 87.96 | 10:00 | 87.52
12 | 7 | 11:00 | 89.66 | 11:00 | 89.21
13 | 7 | 12:00 | 80.94 | 12:00 | 80.54
14 | 7 | 13:00 | 86.15 | 13:00 | 85.72
15 | 7 | 14:00 | 85.15 | 14:00 | 84.73
16 | 7 | 15:00 | 78.23 | 15:00 | 77.84
17 | 7 | 16:00 | 72.12 | 16:00 | 71.76
18 | 7 | 17:00 | 46.55 | 17:00 | 46.31
19 | 7 | 18:00 | 11.26 | 18:00 | 11.2
20 | 7 | 19:00 | 0 | 19:00 | 0
21 | 7 | 20:00 | 0 | 20:00 | 0
22 | 7 | 21:00 | 0 | 21:00 | 0
23 | 7 | 22:00 | 0 | 22:00 | 0
24 | 7 | 23:00 | 0 | 23:00 | 0
1 | 7 | 0:00 | 0 | 0:00 | 0
2 | 7 | 1:00 | 0 | 1:00 | 0
3 | 7 | 2:00 | 0 | 2:00 | 0
4 | 7 | 3:00 | 0 | 3:00 | 0
5 | 7 | 4:00 | 0 | 4:00 | 0
6 | 7 | 5:00 | 2.87 | 5:00 | 2.86
7 | 7 | 6:00 | 31.86 | 6:00 | 31.71
8 | 7 | 7:00 | 69.71 | 7:00 | 69.36
9 | 7 | 8:00 | 82.45 | 8:00 | 82.04
10 | 7 | 9:00 | 87.65 | 9:00 | 87.21
11 | 7 | 10:00 | 89.63 | 10:00 | 89.18
12 | 7 | 11:00 | 91.36 | 11:00 | 90.91
13 | 7 | 12:00 | 90.92 | 12:00 | 90.46
14 | 7 | 13:00 | 84.63 | 13:00 | 84.21
15 | 7 | 14:00 | 80.29 | 14:00 | 79.89
16 | 7 | 15:00 | 86.06 | 15:00 | 85.63
17 | 7 | 16:00 | 76.43 | 16:00 | 76.05
18 | 7 | 17:00 | 48.92 | 17:00 | 48.68
19 | 7 | 18:00 | 10.8 | 18:00 | 10.75
20 | 7 | 19:00 | 0 | 19:00 | 0
21 | 7 | 20:00 | 0 | 20:00 | 0
22 | 7 | 21:00 | 0 | 21:00 | 0
23 | 7 | 22:00 | 0 | 22:00 | 0
24 | 7 | 23:00 | 0 | 23:00 | 0
1 | 7 | 0:00 | 0 | 0:00 | 0
2 | 7 | 1:00 | 0 | 1:00 | 0
3 | 7 | 2:00 | 0 | 2:00 | 0
4 | 7 | 3:00 | 0 | 3:00 | 0
5 | 7 | 4:00 | 0 | 4:00 | 0
6 | 7 | 5:00 | 3 | 5:00 | 2.99
7 | 7 | 6:00 | 34.42 | 6:00 | 34.25
8 | 7 | 7:00 | 74.78 | 7:00 | 74.4
9 | 7 | 8:00 | 85.02 | 8:00 | 84.59
10 | 7 | 9:00 | 84.96 | 9:00 | 84.53
11 | 7 | 10:00 | 88.78 | 10:00 | 88.34
12 | 7 | 11:00 | 94.2 | 11:00 | 93.72
13 | 7 | 12:00 | 96.35 | 12:00 | 95.87
14 | 7 | 13:00 | 93.11 | 13:00 | 92.64
15 | 7 | 14:00 | 93.74 | 14:00 | 93.27
16 | 7 | 15:00 | 93 | 15:00 | 92.54
17 | 7 | 16:00 | 82.94 | 16:00 | 82.53
18 | 7 | 17:00 | 52.39 | 17:00 | 52.13
19 | 7 | 18:00 | 11.43 | 18:00 | 11.37
20 | 7 | 19:00 | 0 | 19:00 | 0
21 | 7 | 20:00 | 0 | 20:00 | 0
22 | 7 | 21:00 | 0 | 21:00 | 0
23 | 7 | 22:00 | 0 | 22:00 | 0
24 | 7 | 23:00 | 0 | 23:00 | 0
1 | 8 | 0:00 | 0 | 0:00 | 0
2 | 8 | 1:00 | 0 | 1:00 | 0
3 | 8 | 2:00 | 0 | 2:00 | 0
4 | 8 | 3:00 | 0 | 3:00 | 0
5 | 8 | 4:00 | 0 | 4:00 | 0
6 | 8 | 5:00 | 2.38 | 5:00 | 2.36
7 | 8 | 6:00 | 30.62 | 6:00 | 30.46
8 | 8 | 7:00 | 69.33 | 7:00 | 68.98
9 | 8 | 8:00 | 80.54 | 8:00 | 80.14
10 | 8 | 9:00 | 85.17 | 9:00 | 84.75
11 | 8 | 10:00 | 90.89 | 10:00 | 90.44
12 | 8 | 11:00 | 93.92 | 11:00 | 93.45
13 | 8 | 12:00 | 96.88 | 12:00 | 96.39
14 | 8 | 13:00 | 93.27 | 13:00 | 92.81
15 | 8 | 14:00 | 90.12 | 14:00 | 89.67
16 | 8 | 15:00 | 83.33 | 15:00 | 82.91
17 | 8 | 16:00 | 68.27 | 16:00 | 67.93
18 | 8 | 17:00 | 43.31 | 17:00 | 43.1
19 | 8 | 18:00 | 9.01 | 18:00 | 8.96
20 | 8 | 19:00 | 0 | 19:00 | 0
21 | 8 | 20:00 | 0 | 20:00 | 0
22 | 8 | 21:00 | 0 | 21:00 | 0
23 | 8 | 22:00 | 0 | 22:00 | 0
24 | 8 | 23:00 | 0 | 23:00 | 0
1 | 8 | 0:00 | 0 | 0:00 | 0
2 | 8 | 1:00 | 0 | 1:00 | 0
3 | 8 | 2:00 | 0 | 2:00 | 0
4 | 8 | 3:00 | 0 | 3:00 | 0
5 | 8 | 4:00 | 0 | 4:00 | 0
6 | 8 | 5:00 | 2.45 | 5:00 | 2.44
7 | 8 | 6:00 | 31.82 | 6:00 | 31.66
8 | 8 | 7:00 | 70.22 | 7:00 | 69.87
9 | 8 | 8:00 | 88.35 | 8:00 | 87.91
10 | 8 | 9:00 | 94.9 | 9:00 | 94.42
11 | 8 | 10:00 | 97.25 | 10:00 | 96.76
12 | 8 | 11:00 | 95.92 | 11:00 | 95.44
13 | 8 | 12:00 | 94.84 | 12:00 | 94.37
14 | 8 | 13:00 | 89.9 | 13:00 | 89.45
15 | 8 | 14:00 | 81.81 | 14:00 | 81.4
16 | 8 | 15:00 | 69.16 | 15:00 | 68.82
17 | 8 | 16:00 | 63.55 | 16:00 | 63.23
18 | 8 | 17:00 | 38.82 | 17:00 | 38.62
19 | 8 | 18:00 | 8.13 | 18:00 | 8.09
20 | 8 | 19:00 | 0 | 19:00 | 0
21 | 8 | 20:00 | 0 | 20:00 | 0
22 | 8 | 21:00 | 0 | 21:00 | 0
23 | 8 | 22:00 | 0 | 22:00 | 0
24 | 8 | 23:00 | 0 | 23:00 | 0
1 | 8 | 0:00 | 0 | 0:00 | 0
2 | 8 | 1:00 | 0 | 1:00 | 0
3 | 8 | 2:00 | 0 | 2:00 | 0
4 | 8 | 3:00 | 0 | 3:00 | 0
5 | 8 | 4:00 | 0 | 4:00 | 0
6 | 8 | 5:00 | 1.76 | 5:00 | 1.75
7 | 8 | 6:00 | 25.4 | 6:00 | 25.27
8 | 8 | 7:00 | 57.67 | 7:00 | 57.38
9 | 8 | 8:00 | 71.51 | 8:00 | 71.15
10 | 8 | 9:00 | 77.05 | 9:00 | 76.66
11 | 8 | 10:00 | 82.87 | 10:00 | 82.45
12 | 8 | 11:00 | 88.34 | 11:00 | 87.9
13 | 8 | 12:00 | 86.01 | 12:00 | 85.58
14 | 8 | 13:00 | 87.05 | 13:00 | 86.61
15 | 8 | 14:00 | 86.66 | 14:00 | 86.22
16 | 8 | 15:00 | 79.13 | 15:00 | 78.73
17 | 8 | 16:00 | 66.36 | 16:00 | 66.03
18 | 8 | 17:00 | 40.21 | 17:00 | 40.01
19 | 8 | 18:00 | 8.01 | 18:00 | 7.97
20 | 8 | 19:00 | 0 | 19:00 | 0
21 | 8 | 20:00 | 0 | 20:00 | 0
22 | 8 | 21:00 | 0 | 21:00 | 0
23 | 8 | 22:00 | 0 | 22:00 | 0
24 | 8 | 23:00 | 0 | 23:00 | 0
1 | 8 | 0:00 | 0 | 0:00 | 0
2 | 8 | 1:00 | 0 | 1:00 | 0
3 | 8 | 2:00 | 0 | 2:00 | 0
4 | 8 | 3:00 | 0 | 3:00 | 0
5 | 8 | 4:00 | 0 | 4:00 | 0
6 | 8 | 5:00 | 1.79 | 5:00 | 1.78
7 | 8 | 6:00 | 26.01 | 6:00 | 25.88
8 | 8 | 7:00 | 65.07 | 7:00 | 64.75
9 | 8 | 8:00 | 78.36 | 8:00 | 77.96
10 | 8 | 9:00 | 86.37 | 9:00 | 85.93
11 | 8 | 10:00 | 89.18 | 10:00 | 88.74
12 | 8 | 11:00 | 88.8 | 11:00 | 88.35
13 | 8 | 12:00 | 86.5 | 12:00 | 86.06
14 | 8 | 13:00 | 85.74 | 13:00 | 85.31
15 | 8 | 14:00 | 80.28 | 14:00 | 79.88
16 | 8 | 15:00 | 76.92 | 15:00 | 76.53
17 | 8 | 16:00 | 62.62 | 16:00 | 62.31
18 | 8 | 17:00 | 35.76 | 17:00 | 35.58
19 | 8 | 18:00 | 7.98 | 18:00 | 7.94
20 | 8 | 19:00 | 0 | 19:00 | 0
21 | 8 | 20:00 | 0 | 20:00 | 0
22 | 8 | 21:00 | 0 | 21:00 | 0
23 | 8 | 22:00 | 0 | 22:00 | 0
24 | 8 | 23:00 | 0 | 23:00 | 0
1 | 8 | 0:00 | 0 | 0:00 | 0
2 | 8 | 1:00 | 0 | 1:00 | 0
3 | 8 | 2:00 | 0 | 2:00 | 0
4 | 8 | 3:00 | 0 | 3:00 | 0
5 | 8 | 4:00 | 0 | 4:00 | 0
6 | 8 | 5:00 | 1.98 | 5:00 | 1.97
7 | 8 | 6:00 | 28.07 | 6:00 | 27.93
8 | 8 | 7:00 | 63.31 | 7:00 | 62.99
9 | 8 | 8:00 | 73.85 | 8:00 | 73.48
10 | 8 | 9:00 | 85.27 | 9:00 | 84.84
11 | 8 | 10:00 | 87.93 | 10:00 | 87.49
12 | 8 | 11:00 | 89.53 | 11:00 | 89.09
13 | 8 | 12:00 | 89.24 | 12:00 | 88.79
14 | 8 | 13:00 | 89.63 | 13:00 | 89.18
15 | 8 | 14:00 | 80.98 | 14:00 | 80.57
16 | 8 | 15:00 | 74.22 | 15:00 | 73.85
17 | 8 | 16:00 | 71.79 | 16:00 | 71.43
18 | 8 | 17:00 | 42.17 | 17:00 | 41.96
19 | 8 | 18:00 | 8.94 | 18:00 | 8.9
20 | 8 | 19:00 | 0 | 19:00 | 0
21 | 8 | 20:00 | 0 | 20:00 | 0
22 | 8 | 21:00 | 0 | 21:00 | 0
23 | 8 | 22:00 | 0 | 22:00 | 0
24 | 8 | 23:00 | 0 | 23:00 | 0
1 | 8 | 0:00 | 0 | 0:00 | 0
2 | 8 | 1:00 | 0 | 1:00 | 0
3 | 8 | 2:00 | 0 | 2:00 | 0
4 | 8 | 3:00 | 0 | 3:00 | 0
5 | 8 | 4:00 | 0 | 4:00 | 0
6 | 8 | 5:00 | 1.94 | 5:00 | 1.93
7 | 8 | 6:00 | 30.88 | 6:00 | 30.72
8 | 8 | 7:00 | 70.21 | 7:00 | 69.86
9 | 8 | 8:00 | 72.13 | 8:00 | 71.77
10 | 8 | 9:00 | 82.11 | 9:00 | 81.7
11 | 8 | 10:00 | 86.1 | 10:00 | 85.67
12 | 8 | 11:00 | 88.4 | 11:00 | 87.96
13 | 8 | 12:00 | 93.54 | 12:00 | 93.07
14 | 8 | 13:00 | 95.01 | 13:00 | 94.54
15 | 8 | 14:00 | 90.82 | 14:00 | 90.37
16 | 8 | 15:00 | 79.94 | 15:00 | 79.54
17 | 8 | 16:00 | 70.61 | 16:00 | 70.26
18 | 8 | 17:00 | 39.27 | 17:00 | 39.07
19 | 8 | 18:00 | 8.1 | 18:00 | 8.06
20 | 8 | 19:00 | 0 | 19:00 | 0
21 | 8 | 20:00 | 0 | 20:00 | 0
22 | 8 | 21:00 | 0 | 21:00 | 0
23 | 8 | 22:00 | 0 | 22:00 | 0
24 | 8 | 23:00 | 0 | 23:00 | 0
1 | 8 | 0:00 | 0 | 0:00 | 0
2 | 8 | 1:00 | 0 | 1:00 | 0
3 | 8 | 2:00 | 0 | 2:00 | 0
4 | 8 | 3:00 | 0 | 3:00 | 0
5 | 8 | 4:00 | 0 | 4:00 | 0
6 | 8 | 5:00 | 1.46 | 5:00 | 1.45
7 | 8 | 6:00 | 26.09 | 6:00 | 25.96
8 | 8 | 7:00 | 63.3 | 7:00 | 62.99
9 | 8 | 8:00 | 77.63 | 8:00 | 77.24
10 | 8 | 9:00 | 86.76 | 9:00 | 86.33
11 | 8 | 10:00 | 91.36 | 10:00 | 90.9
12 | 8 | 11:00 | 93.95 | 11:00 | 93.48
13 | 8 | 12:00 | 91.31 | 12:00 | 90.85
14 | 8 | 13:00 | 88.31 | 13:00 | 87.87
15 | 8 | 14:00 | 89.12 | 14:00 | 88.67
16 | 8 | 15:00 | 85.52 | 15:00 | 85.1
17 | 8 | 16:00 | 71.49 | 16:00 | 71.13
18 | 8 | 17:00 | 41.42 | 17:00 | 41.21
19 | 8 | 18:00 | 7.19 | 18:00 | 7.15
20 | 8 | 19:00 | 0 | 19:00 | 0
21 | 8 | 20:00 | 0 | 20:00 | 0
22 | 8 | 21:00 | 0 | 21:00 | 0
23 | 8 | 22:00 | 0 | 22:00 | 0
24 | 8 | 23:00 | 0 | 23:00 | 0
1 | 8 | 0:00 | 0 | 0:00 | 0
2 | 8 | 1:00 | 0 | 1:00 | 0
3 | 8 | 2:00 | 0 | 2:00 | 0
4 | 8 | 3:00 | 0 | 3:00 | 0
5 | 8 | 4:00 | 0 | 4:00 | 0
6 | 8 | 5:00 | 1.31 | 5:00 | 1.3
7 | 8 | 6:00 | 26.89 | 6:00 | 26.76
8 | 8 | 7:00 | 63.25 | 7:00 | 62.93
9 | 8 | 8:00 | 75.7 | 8:00 | 75.33
10 | 8 | 9:00 | 77.21 | 9:00 | 76.83
11 | 8 | 10:00 | 82.16 | 10:00 | 81.75
12 | 8 | 11:00 | 87.72 | 11:00 | 87.28
13 | 8 | 12:00 | 82.74 | 12:00 | 82.32
14 | 8 | 13:00 | 84.54 | 13:00 | 84.12
15 | 8 | 14:00 | 81.4 | 14:00 | 80.99
16 | 8 | 15:00 | 74.42 | 15:00 | 74.05
17 | 8 | 16:00 | 66.8 | 16:00 | 66.47
18 | 8 | 17:00 | 40.51 | 17:00 | 40.31
19 | 8 | 18:00 | 6.88 | 18:00 | 6.84
20 | 8 | 19:00 | 0 | 19:00 | 0
21 | 8 | 20:00 | 0 | 20:00 | 0
22 | 8 | 21:00 | 0 | 21:00 | 0
23 | 8 | 22:00 | 0 | 22:00 | 0
24 | 8 | 23:00 | 0 | 23:00 | 0
1 | 8 | 0:00 | 0 | 0:00 | 0
2 | 8 | 1:00 | 0 | 1:00 | 0
3 | 8 | 2:00 | 0 | 2:00 | 0
4 | 8 | 3:00 | 0 | 3:00 | 0
5 | 8 | 4:00 | 0 | 4:00 | 0
6 | 8 | 5:00 | 1.17 | 5:00 | 1.16
7 | 8 | 6:00 | 24.58 | 6:00 | 24.46
8 | 8 | 7:00 | 57.96 | 7:00 | 57.67
9 | 8 | 8:00 | 67.51 | 8:00 | 67.18
10 | 8 | 9:00 | 73.81 | 9:00 | 73.44
11 | 8 | 10:00 | 83.62 | 10:00 | 83.2
12 | 8 | 11:00 | 86.88 | 11:00 | 86.45
13 | 8 | 12:00 | 87.39 | 12:00 | 86.96
14 | 8 | 13:00 | 80.93 | 13:00 | 80.52
15 | 8 | 14:00 | 74.37 | 14:00 | 74
16 | 8 | 15:00 | 63.43 | 15:00 | 63.11
17 | 8 | 16:00 | 49.53 | 16:00 | 49.28
18 | 8 | 17:00 | 28.83 | 17:00 | 28.69
19 | 8 | 18:00 | 5.81 | 18:00 | 5.78
20 | 8 | 19:00 | 0 | 19:00 | 0
21 | 8 | 20:00 | 0 | 20:00 | 0
22 | 8 | 21:00 | 0 | 21:00 | 0
23 | 8 | 22:00 | 0 | 22:00 | 0
24 | 8 | 23:00 | 0 | 23:00 | 0
1 | 8 | 0:00 | 0 | 0:00 | 0
2 | 8 | 1:00 | 0 | 1:00 | 0
3 | 8 | 2:00 | 0 | 2:00 | 0
4 | 8 | 3:00 | 0 | 3:00 | 0
5 | 8 | 4:00 | 0 | 4:00 | 0
6 | 8 | 5:00 | 1.42 | 5:00 | 1.41
7 | 8 | 6:00 | 31.07 | 6:00 | 30.92
8 | 8 | 7:00 | 73.62 | 7:00 | 73.25
9 | 8 | 8:00 | 82.73 | 8:00 | 82.32
10 | 8 | 9:00 | 87.31 | 9:00 | 86.87
11 | 8 | 10:00 | 87.21 | 10:00 | 86.77
12 | 8 | 11:00 | 91.15 | 11:00 | 90.69
13 | 8 | 12:00 | 90.74 | 12:00 | 90.29
14 | 8 | 13:00 | 89.78 | 13:00 | 89.33
15 | 8 | 14:00 | 81.51 | 14:00 | 81.1
16 | 8 | 15:00 | 78.81 | 15:00 | 78.42
17 | 8 | 16:00 | 70.81 | 16:00 | 70.46
18 | 8 | 17:00 | 40.2 | 17:00 | 40
19 | 8 | 18:00 | 7.34 | 18:00 | 7.3
20 | 8 | 19:00 | 0 | 19:00 | 0
21 | 8 | 20:00 | 0 | 20:00 | 0
22 | 8 | 21:00 | 0 | 21:00 | 0
23 | 8 | 22:00 | 0 | 22:00 | 0
24 | 8 | 23:00 | 0 | 23:00 | 0
1 | 8 | 0:00 | 0 | 0:00 | 0
2 | 8 | 1:00 | 0 | 1:00 | 0
3 | 8 | 2:00 | 0 | 2:00 | 0
4 | 8 | 3:00 | 0 | 3:00 | 0
5 | 8 | 4:00 | 0 | 4:00 | 0
6 | 8 | 5:00 | 0.91 | 5:00 | 0.91
7 | 8 | 6:00 | 24.53 | 6:00 | 24.41
8 | 8 | 7:00 | 61.35 | 7:00 | 61.05
9 | 8 | 8:00 | 76.88 | 8:00 | 76.5
10 | 8 | 9:00 | 79.63 | 9:00 | 79.23
11 | 8 | 10:00 | 87.49 | 10:00 | 87.06
12 | 8 | 11:00 | 88.64 | 11:00 | 88.2
13 | 8 | 12:00 | 91.42 | 12:00 | 90.96
14 | 8 | 13:00 | 89.84 | 13:00 | 89.39
15 | 8 | 14:00 | 88.02 | 14:00 | 87.58
16 | 8 | 15:00 | 83.13 | 15:00 | 82.71
17 | 8 | 16:00 | 70.14 | 16:00 | 69.79
18 | 8 | 17:00 | 41.76 | 17:00 | 41.55
19 | 8 | 18:00 | 7.33 | 18:00 | 7.3
20 | 8 | 19:00 | 0 | 19:00 | 0
21 | 8 | 20:00 | 0 | 20:00 | 0
22 | 8 | 21:00 | 0 | 21:00 | 0
23 | 8 | 22:00 | 0 | 22:00 | 0
24 | 8 | 23:00 | 0 | 23:00 | 0
1 | 8 | 0:00 | 0 | 0:00 | 0
2 | 8 | 1:00 | 0 | 1:00 | 0
3 | 8 | 2:00 | 0 | 2:00 | 0
4 | 8 | 3:00 | 0 | 3:00 | 0
5 | 8 | 4:00 | 0 | 4:00 | 0
6 | 8 | 5:00 | 1.24 | 5:00 | 1.23
7 | 8 | 6:00 | 32.81 | 6:00 | 32.65
8 | 8 | 7:00 | 78.08 | 7:00 | 77.69
9 | 8 | 8:00 | 89.71 | 8:00 | 89.26
10 | 8 | 9:00 | 91.09 | 9:00 | 90.64
11 | 8 | 10:00 | 91.58 | 10:00 | 91.12
12 | 8 | 11:00 | 93.5 | 11:00 | 93.03
13 | 8 | 12:00 | 90.84 | 12:00 | 90.39
14 | 8 | 13:00 | 87.56 | 13:00 | 87.12
15 | 8 | 14:00 | 85.3 | 14:00 | 84.88
16 | 8 | 15:00 | 84.77 | 15:00 | 84.35
17 | 8 | 16:00 | 78.61 | 16:00 | 78.22
18 | 8 | 17:00 | 41.08 | 17:00 | 40.87
19 | 8 | 18:00 | 6.6 | 18:00 | 6.56
20 | 8 | 19:00 | 0 | 19:00 | 0
21 | 8 | 20:00 | 0 | 20:00 | 0
22 | 8 | 21:00 | 0 | 21:00 | 0
23 | 8 | 22:00 | 0 | 22:00 | 0
24 | 8 | 23:00 | 0 | 23:00 | 0
1 | 8 | 0:00 | 0 | 0:00 | 0
2 | 8 | 1:00 | 0 | 1:00 | 0
3 | 8 | 2:00 | 0 | 2:00 | 0
4 | 8 | 3:00 | 0 | 3:00 | 0
5 | 8 | 4:00 | 0 | 4:00 | 0
6 | 8 | 5:00 | 0.88 | 5:00 | 0.88
7 | 8 | 6:00 | 28.25 | 6:00 | 28.11
8 | 8 | 7:00 | 67.99 | 7:00 | 67.65
9 | 8 | 8:00 | 79.75 | 8:00 | 79.35
10 | 8 | 9:00 | 84.65 | 9:00 | 84.22
11 | 8 | 10:00 | 86.42 | 10:00 | 85.99
12 | 8 | 11:00 | 89.4 | 11:00 | 88.96
13 | 8 | 12:00 | 88.8 | 12:00 | 88.36
14 | 8 | 13:00 | 90.6 | 13:00 | 90.15
15 | 8 | 14:00 | 87.06 | 14:00 | 86.63
16 | 8 | 15:00 | 85.43 | 15:00 | 85
17 | 8 | 16:00 | 77.02 | 16:00 | 76.64
18 | 8 | 17:00 | 42.09 | 17:00 | 41.88
19 | 8 | 18:00 | 6.33 | 18:00 | 6.3
20 | 8 | 19:00 | 0 | 19:00 | 0
21 | 8 | 20:00 | 0 | 20:00 | 0
22 | 8 | 21:00 | 0 | 21:00 | 0
23 | 8 | 22:00 | 0 | 22:00 | 0
24 | 8 | 23:00 | 0 | 23:00 | 0
1 | 8 | 0:00 | 0 | 0:00 | 0
2 | 8 | 1:00 | 0 | 1:00 | 0
3 | 8 | 2:00 | 0 | 2:00 | 0
4 | 8 | 3:00 | 0 | 3:00 | 0
5 | 8 | 4:00 | 0 | 4:00 | 0
6 | 8 | 5:00 | 0.64 | 5:00 | 0.64
7 | 8 | 6:00 | 26.29 | 6:00 | 26.16
8 | 8 | 7:00 | 68.69 | 7:00 | 68.35
9 | 8 | 8:00 | 80.29 | 8:00 | 79.89
10 | 8 | 9:00 | 86.53 | 9:00 | 86.1
11 | 8 | 10:00 | 88.58 | 10:00 | 88.14
12 | 8 | 11:00 | 86.77 | 11:00 | 86.34
13 | 8 | 12:00 | 82.92 | 12:00 | 82.51
14 | 8 | 13:00 | 76.84 | 13:00 | 76.45
15 | 8 | 14:00 | 76.67 | 14:00 | 76.29
16 | 8 | 15:00 | 69.53 | 15:00 | 69.18
17 | 8 | 16:00 | 61.43 | 16:00 | 61.12
18 | 8 | 17:00 | 34.79 | 17:00 | 34.61
19 | 8 | 18:00 | 4.84 | 18:00 | 4.81
20 | 8 | 19:00 | 0 | 19:00 | 0
21 | 8 | 20:00 | 0 | 20:00 | 0
22 | 8 | 21:00 | 0 | 21:00 | 0
23 | 8 | 22:00 | 0 | 22:00 | 0
24 | 8 | 23:00 | 0 | 23:00 | 0
1 | 8 | 0:00 | 0 | 0:00 | 0
2 | 8 | 1:00 | 0 | 1:00 | 0
3 | 8 | 2:00 | 0 | 2:00 | 0
4 | 8 | 3:00 | 0 | 3:00 | 0
5 | 8 | 4:00 | 0 | 4:00 | 0
6 | 8 | 5:00 | 0.47 | 5:00 | 0.47
7 | 8 | 6:00 | 24.48 | 6:00 | 24.36
8 | 8 | 7:00 | 57.08 | 7:00 | 56.79
9 | 8 | 8:00 | 68.1 | 8:00 | 67.76
10 | 8 | 9:00 | 79.29 | 9:00 | 78.89
11 | 8 | 10:00 | 88.7 | 10:00 | 88.26
12 | 8 | 11:00 | 89.79 | 11:00 | 89.34
13 | 8 | 12:00 | 87.9 | 12:00 | 87.46
14 | 8 | 13:00 | 88.82 | 13:00 | 88.37
15 | 8 | 14:00 | 82.35 | 14:00 | 81.94
16 | 8 | 15:00 | 80.29 | 15:00 | 79.89
17 | 8 | 16:00 | 66.98 | 16:00 | 66.65
18 | 8 | 17:00 | 37.4 | 17:00 | 37.21
19 | 8 | 18:00 | 4.79 | 18:00 | 4.77
20 | 8 | 19:00 | 0 | 19:00 | 0
21 | 8 | 20:00 | 0 | 20:00 | 0
22 | 8 | 21:00 | 0 | 21:00 | 0
23 | 8 | 22:00 | 0 | 22:00 | 0
24 | 8 | 23:00 | 0 | 23:00 | 0
1 | 8 | 0:00 | 0 | 0:00 | 0
2 | 8 | 1:00 | 0 | 1:00 | 0
3 | 8 | 2:00 | 0 | 2:00 | 0
4 | 8 | 3:00 | 0 | 3:00 | 0
5 | 8 | 4:00 | 0 | 4:00 | 0
6 | 8 | 5:00 | 0.35 | 5:00 | 0.34
7 | 8 | 6:00 | 21.71 | 6:00 | 21.6
8 | 8 | 7:00 | 54.83 | 7:00 | 54.55
9 | 8 | 8:00 | 61.03 | 8:00 | 60.73
10 | 8 | 9:00 | 68.75 | 9:00 | 68.41
11 | 8 | 10:00 | 75.06 | 10:00 | 74.69
12 | 8 | 11:00 | 82.25 | 11:00 | 81.84
13 | 8 | 12:00 | 86.06 | 12:00 | 85.63
14 | 8 | 13:00 | 83.1 | 13:00 | 82.69
15 | 8 | 14:00 | 85.36 | 14:00 | 84.94
16 | 8 | 15:00 | 78.14 | 15:00 | 77.75
17 | 8 | 16:00 | 59.11 | 16:00 | 58.81
18 | 8 | 17:00 | 30.54 | 17:00 | 30.39
19 | 8 | 18:00 | 3.31 | 18:00 | 3.29
20 | 8 | 19:00 | 0 | 19:00 | 0
21 | 8 | 20:00 | 0 | 20:00 | 0
22 | 8 | 21:00 | 0 | 21:00 | 0
23 | 8 | 22:00 | 0 | 22:00 | 0
24 | 8 | 23:00 | 0 | 23:00 | 0
1 | 8 | 0:00 | 0 | 0:00 | 0
2 | 8 | 1:00 | 0 | 1:00 | 0
3 | 8 | 2:00 | 0 | 2:00 | 0
4 | 8 | 3:00 | 0 | 3:00 | 0
5 | 8 | 4:00 | 0 | 4:00 | 0
6 | 8 | 5:00 | 0.28 | 5:00 | 0.28
7 | 8 | 6:00 | 23.35 | 6:00 | 23.23
8 | 8 | 7:00 | 56.73 | 7:00 | 56.45
9 | 8 | 8:00 | 67.2 | 8:00 | 66.86
10 | 8 | 9:00 | 77.58 | 9:00 | 77.19
11 | 8 | 10:00 | 85.15 | 10:00 | 84.72
12 | 8 | 11:00 | 88.25 | 11:00 | 87.81
13 | 8 | 12:00 | 89.74 | 12:00 | 89.29
14 | 8 | 13:00 | 88.35 | 13:00 | 87.91
15 | 8 | 14:00 | 77.21 | 14:00 | 76.82
16 | 8 | 15:00 | 61.79 | 15:00 | 61.48
17 | 8 | 16:00 | 50.68 | 16:00 | 50.43
18 | 8 | 17:00 | 23.43 | 17:00 | 23.32
19 | 8 | 18:00 | 3.16 | 18:00 | 3.15
20 | 8 | 19:00 | 0 | 19:00 | 0
21 | 8 | 20:00 | 0 | 20:00 | 0
22 | 8 | 21:00 | 0 | 21:00 | 0
23 | 8 | 22:00 | 0 | 22:00 | 0
24 | 8 | 23:00 | 0 | 23:00 | 0
1 | 8 | 0:00 | 0 | 0:00 | 0
2 | 8 | 1:00 | 0 | 1:00 | 0
3 | 8 | 2:00 | 0 | 2:00 | 0
4 | 8 | 3:00 | 0 | 3:00 | 0
5 | 8 | 4:00 | 0 | 4:00 | 0
6 | 8 | 5:00 | 0.17 | 5:00 | 0.17
7 | 8 | 6:00 | 21.51 | 6:00 | 21.4
8 | 8 | 7:00 | 55.85 | 7:00 | 55.57
9 | 8 | 8:00 | 63.34 | 8:00 | 63.02
10 | 8 | 9:00 | 71.49 | 9:00 | 71.14
11 | 8 | 10:00 | 81.82 | 10:00 | 81.41
12 | 8 | 11:00 | 82.59 | 11:00 | 82.18
13 | 8 | 12:00 | 80.05 | 12:00 | 79.65
14 | 8 | 13:00 | 74.66 | 13:00 | 74.29
15 | 8 | 14:00 | 70.25 | 14:00 | 69.9
16 | 8 | 15:00 | 64.46 | 15:00 | 64.14
17 | 8 | 16:00 | 54.36 | 16:00 | 54.09
18 | 8 | 17:00 | 28.58 | 17:00 | 28.44
19 | 8 | 18:00 | 3.69 | 18:00 | 3.67
20 | 8 | 19:00 | 0 | 19:00 | 0
21 | 8 | 20:00 | 0 | 20:00 | 0
22 | 8 | 21:00 | 0 | 21:00 | 0
23 | 8 | 22:00 | 0 | 22:00 | 0
24 | 8 | 23:00 | 0 | 23:00 | 0
1 | 8 | 0:00 | 0 | 0:00 | 0
2 | 8 | 1:00 | 0 | 1:00 | 0
3 | 8 | 2:00 | 0 | 2:00 | 0
4 | 8 | 3:00 | 0 | 3:00 | 0
5 | 8 | 4:00 | 0 | 4:00 | 0
6 | 8 | 5:00 | 0 | 5:00 | 0
7 | 8 | 6:00 | 21.76 | 6:00 | 21.65
8 | 8 | 7:00 | 63.83 | 7:00 | 63.51
9 | 8 | 8:00 | 84.25 | 8:00 | 83.83
10 | 8 | 9:00 | 89.15 | 9:00 | 88.7
11 | 8 | 10:00 | 91.82 | 10:00 | 91.36
12 | 8 | 11:00 | 90.55 | 11:00 | 90.1
13 | 8 | 12:00 | 89.31 | 12:00 | 88.86
14 | 8 | 13:00 | 87.3 | 13:00 | 86.87
15 | 8 | 14:00 | 86.43 | 14:00 | 86
16 | 8 | 15:00 | 87.91 | 15:00 | 87.47
17 | 8 | 16:00 | 72.4 | 16:00 | 72.04
18 | 8 | 17:00 | 34.05 | 17:00 | 33.88
19 | 8 | 18:00 | 3.49 | 18:00 | 3.48
20 | 8 | 19:00 | 0 | 19:00 | 0
21 | 8 | 20:00 | 0 | 20:00 | 0
22 | 8 | 21:00 | 0 | 21:00 | 0
23 | 8 | 22:00 | 0 | 22:00 | 0
24 | 8 | 23:00 | 0 | 23:00 | 0
1 | 8 | 0:00 | 0 | 0:00 | 0
2 | 8 | 1:00 | 0 | 1:00 | 0
3 | 8 | 2:00 | 0 | 2:00 | 0
4 | 8 | 3:00 | 0 | 3:00 | 0
5 | 8 | 4:00 | 0 | 4:00 | 0
6 | 8 | 5:00 | 0.04 | 5:00 | 0.04
7 | 8 | 6:00 | 23.58 | 6:00 | 23.47
8 | 8 | 7:00 | 66.94 | 7:00 | 66.61
9 | 8 | 8:00 | 83.51 | 8:00 | 83.09
10 | 8 | 9:00 | 91.79 | 9:00 | 91.33
11 | 8 | 10:00 | 94.55 | 10:00 | 94.08
12 | 8 | 11:00 | 92.13 | 11:00 | 91.67
13 | 8 | 12:00 | 92.44 | 12:00 | 91.97
14 | 8 | 13:00 | 92.58 | 13:00 | 92.11
15 | 8 | 14:00 | 85.65 | 14:00 | 85.23
16 | 8 | 15:00 | 78.31 | 15:00 | 77.92
17 | 8 | 16:00 | 66.26 | 16:00 | 65.93
18 | 8 | 17:00 | 32.62 | 17:00 | 32.46
19 | 8 | 18:00 | 2.93 | 18:00 | 2.91
20 | 8 | 19:00 | 0 | 19:00 | 0
21 | 8 | 20:00 | 0 | 20:00 | 0
22 | 8 | 21:00 | 0 | 21:00 | 0
23 | 8 | 22:00 | 0 | 22:00 | 0
24 | 8 | 23:00 | 0 | 23:00 | 0
1 | 8 | 0:00 | 0 | 0:00 | 0
2 | 8 | 1:00 | 0 | 1:00 | 0
3 | 8 | 2:00 | 0 | 2:00 | 0
4 | 8 | 3:00 | 0 | 3:00 | 0
5 | 8 | 4:00 | 0 | 4:00 | 0
6 | 8 | 5:00 | 0 | 5:00 | 0
7 | 8 | 6:00 | 21.56 | 6:00 | 21.45
8 | 8 | 7:00 | 56.24 | 7:00 | 55.96
9 | 8 | 8:00 | 71.43 | 8:00 | 71.07
10 | 8 | 9:00 | 81.85 | 9:00 | 81.44
11 | 8 | 10:00 | 84.44 | 10:00 | 84.02
12 | 8 | 11:00 | 86.63 | 11:00 | 86.2
13 | 8 | 12:00 | 83.2 | 12:00 | 82.78
14 | 8 | 13:00 | 80.63 | 13:00 | 80.22
15 | 8 | 14:00 | 77.61 | 14:00 | 77.23
16 | 8 | 15:00 | 73.53 | 15:00 | 73.16
17 | 8 | 16:00 | 58.79 | 16:00 | 58.49
18 | 8 | 17:00 | 33.18 | 17:00 | 33.01
19 | 8 | 18:00 | 3.18 | 18:00 | 3.16
20 | 8 | 19:00 | 0 | 19:00 | 0
21 | 8 | 20:00 | 0 | 20:00 | 0
22 | 8 | 21:00 | 0 | 21:00 | 0
23 | 8 | 22:00 | 0 | 22:00 | 0
24 | 8 | 23:00 | 0 | 23:00 | 0
1 | 8 | 0:00 | 0 | 0:00 | 0
2 | 8 | 1:00 | 0 | 1:00 | 0
3 | 8 | 2:00 | 0 | 2:00 | 0
4 | 8 | 3:00 | 0 | 3:00 | 0
5 | 8 | 4:00 | 0 | 4:00 | 0
6 | 8 | 5:00 | 0 | 5:00 | 0
7 | 8 | 6:00 | 23.84 | 6:00 | 23.73
8 | 8 | 7:00 | 60.78 | 7:00 | 60.48
9 | 8 | 8:00 | 77.59 | 8:00 | 77.2
10 | 8 | 9:00 | 87.26 | 9:00 | 86.83
11 | 8 | 10:00 | 90.35 | 10:00 | 89.9
12 | 8 | 11:00 | 90.35 | 11:00 | 89.9
13 | 8 | 12:00 | 89.39 | 12:00 | 88.95
14 | 8 | 13:00 | 86.96 | 13:00 | 86.53
15 | 8 | 14:00 | 85.78 | 14:00 | 85.36
16 | 8 | 15:00 | 84.6 | 15:00 | 84.17
17 | 8 | 16:00 | 72.71 | 16:00 | 72.34
18 | 8 | 17:00 | 32.05 | 17:00 | 31.89
19 | 8 | 18:00 | 2.88 | 18:00 | 2.87
20 | 8 | 19:00 | 0 | 19:00 | 0
21 | 8 | 20:00 | 0 | 20:00 | 0
22 | 8 | 21:00 | 0 | 21:00 | 0
23 | 8 | 22:00 | 0 | 22:00 | 0
24 | 8 | 23:00 | 0 | 23:00 | 0
1 | 8 | 0:00 | 0 | 0:00 | 0
2 | 8 | 1:00 | 0 | 1:00 | 0
3 | 8 | 2:00 | 0 | 2:00 | 0
4 | 8 | 3:00 | 0 | 3:00 | 0
5 | 8 | 4:00 | 0 | 4:00 | 0
6 | 8 | 5:00 | 0 | 5:00 | 0
7 | 8 | 6:00 | 20.65 | 6:00 | 20.55
8 | 8 | 7:00 | 57.38 | 7:00 | 57.09
9 | 8 | 8:00 | 75.73 | 8:00 | 75.35
10 | 8 | 9:00 | 84.37 | 9:00 | 83.95
11 | 8 | 10:00 | 89.58 | 10:00 | 89.13
12 | 8 | 11:00 | 92.32 | 11:00 | 91.86
13 | 8 | 12:00 | 90.39 | 12:00 | 89.94
14 | 8 | 13:00 | 82.88 | 13:00 | 82.47
15 | 8 | 14:00 | 80 | 14:00 | 79.6
16 | 8 | 15:00 | 74.42 | 15:00 | 74.05
17 | 8 | 16:00 | 65.2 | 16:00 | 64.88
18 | 8 | 17:00 | 31.58 | 17:00 | 31.42
19 | 8 | 18:00 | 2.48 | 18:00 | 2.47
20 | 8 | 19:00 | 0 | 19:00 | 0
21 | 8 | 20:00 | 0 | 20:00 | 0
22 | 8 | 21:00 | 0 | 21:00 | 0
23 | 8 | 22:00 | 0 | 22:00 | 0
24 | 8 | 23:00 | 0 | 23:00 | 0
1 | 8 | 0:00 | 0 | 0:00 | 0
2 | 8 | 1:00 | 0 | 1:00 | 0
3 | 8 | 2:00 | 0 | 2:00 | 0
4 | 8 | 3:00 | 0 | 3:00 | 0
5 | 8 | 4:00 | 0 | 4:00 | 0
6 | 8 | 5:00 | 0 | 5:00 | 0
7 | 8 | 6:00 | 24.94 | 6:00 | 24.81
8 | 8 | 7:00 | 67.84 | 7:00 | 67.5
9 | 8 | 8:00 | 84.55 | 8:00 | 84.12
10 | 8 | 9:00 | 94.15 | 9:00 | 93.68
11 | 8 | 10:00 | 95.07 | 10:00 | 94.6
12 | 8 | 11:00 | 94.57 | 11:00 | 94.1
13 | 8 | 12:00 | 88.96 | 12:00 | 88.52
14 | 8 | 13:00 | 89.63 | 13:00 | 89.19
15 | 8 | 14:00 | 93.13 | 14:00 | 92.67
16 | 8 | 15:00 | 86.44 | 15:00 | 86.01
17 | 8 | 16:00 | 72.37 | 16:00 | 72.01
18 | 8 | 17:00 | 31.17 | 17:00 | 31.01
19 | 8 | 18:00 | 2.54 | 18:00 | 2.53
20 | 8 | 19:00 | 0 | 19:00 | 0
21 | 8 | 20:00 | 0 | 20:00 | 0
22 | 8 | 21:00 | 0 | 21:00 | 0
23 | 8 | 22:00 | 0 | 22:00 | 0
24 | 8 | 23:00 | 0 | 23:00 | 0
1 | 8 | 0:00 | 0 | 0:00 | 0
2 | 8 | 1:00 | 0 | 1:00 | 0
3 | 8 | 2:00 | 0 | 2:00 | 0
4 | 8 | 3:00 | 0 | 3:00 | 0
5 | 8 | 4:00 | 0 | 4:00 | 0
6 | 8 | 5:00 | 0 | 5:00 | 0
7 | 8 | 6:00 | 22.8 | 6:00 | 22.69
8 | 8 | 7:00 | 65.52 | 7:00 | 65.2
9 | 8 | 8:00 | 82.41 | 8:00 | 82
10 | 8 | 9:00 | 90.71 | 9:00 | 90.26
11 | 8 | 10:00 | 90.71 | 10:00 | 90.26
12 | 8 | 11:00 | 92.82 | 11:00 | 92.35
13 | 8 | 12:00 | 93.85 | 12:00 | 93.38
14 | 8 | 13:00 | 93.6 | 13:00 | 93.14
15 | 8 | 14:00 | 89.99 | 14:00 | 89.54
16 | 8 | 15:00 | 82.04 | 15:00 | 81.63
17 | 8 | 16:00 | 68.17 | 16:00 | 67.83
18 | 8 | 17:00 | 30.16 | 17:00 | 30.01
19 | 8 | 18:00 | 2.24 | 18:00 | 2.22
20 | 8 | 19:00 | 0 | 19:00 | 0
21 | 8 | 20:00 | 0 | 20:00 | 0
22 | 8 | 21:00 | 0 | 21:00 | 0
23 | 8 | 22:00 | 0 | 22:00 | 0
24 | 8 | 23:00 | 0 | 23:00 | 0
1 | 8 | 0:00 | 0 | 0:00 | 0
2 | 8 | 1:00 | 0 | 1:00 | 0
3 | 8 | 2:00 | 0 | 2:00 | 0
4 | 8 | 3:00 | 0 | 3:00 | 0
5 | 8 | 4:00 | 0 | 4:00 | 0
6 | 8 | 5:00 | 0 | 5:00 | 0
7 | 8 | 6:00 | 25.14 | 6:00 | 25.01
8 | 8 | 7:00 | 71 | 7:00 | 70.65
9 | 8 | 8:00 | 89.59 | 8:00 | 89.14
10 | 8 | 9:00 | 91.88 | 9:00 | 91.42
11 | 8 | 10:00 | 91.59 | 10:00 | 91.13
12 | 8 | 11:00 | 90.91 | 11:00 | 90.46
13 | 8 | 12:00 | 85.87 | 12:00 | 85.44
14 | 8 | 13:00 | 85.74 | 13:00 | 85.31
15 | 8 | 14:00 | 85.92 | 14:00 | 85.49
16 | 8 | 15:00 | 77.12 | 15:00 | 76.74
17 | 8 | 16:00 | 65.42 | 16:00 | 65.09
18 | 8 | 17:00 | 26.93 | 17:00 | 26.8
19 | 8 | 18:00 | 1.8 | 18:00 | 1.8
20 | 8 | 19:00 | 0 | 19:00 | 0
21 | 8 | 20:00 | 0 | 20:00 | 0
22 | 8 | 21:00 | 0 | 21:00 | 0
23 | 8 | 22:00 | 0 | 22:00 | 0
24 | 8 | 23:00 | 0 | 23:00 | 0
1 | 8 | 0:00 | 0 | 0:00 | 0
2 | 8 | 1:00 | 0 | 1:00 | 0
3 | 8 | 2:00 | 0 | 2:00 | 0
4 | 8 | 3:00 | 0 | 3:00 | 0
5 | 8 | 4:00 | 0 | 4:00 | 0
6 | 8 | 5:00 | 0 | 5:00 | 0
7 | 8 | 6:00 | 19.46 | 6:00 | 19.36
8 | 8 | 7:00 | 53.31 | 7:00 | 53.05
9 | 8 | 8:00 | 67.36 | 8:00 | 67.02
10 | 8 | 9:00 | 75.55 | 9:00 | 75.17
11 | 8 | 10:00 | 75.43 | 10:00 | 75.05
12 | 8 | 11:00 | 78.19 | 11:00 | 77.8
13 | 8 | 12:00 | 79.53 | 12:00 | 79.13
14 | 8 | 13:00 | 81.27 | 13:00 | 80.86
15 | 8 | 14:00 | 80.87 | 14:00 | 80.46
16 | 8 | 15:00 | 73.08 | 15:00 | 72.71
17 | 8 | 16:00 | 63.97 | 16:00 | 63.65
18 | 8 | 17:00 | 29.4 | 17:00 | 29.25
19 | 8 | 18:00 | 1.59 | 18:00 | 1.58
20 | 8 | 19:00 | 0 | 19:00 | 0
21 | 8 | 20:00 | 0 | 20:00 | 0
22 | 8 | 21:00 | 0 | 21:00 | 0
23 | 8 | 22:00 | 0 | 22:00 | 0
24 | 8 | 23:00 | 0 | 23:00 | 0
1 | 8 | 0:00 | 0 | 0:00 | 0
2 | 8 | 1:00 | 0 | 1:00 | 0
3 | 8 | 2:00 | 0 | 2:00 | 0
4 | 8 | 3:00 | 0 | 3:00 | 0
5 | 8 | 4:00 | 0 | 4:00 | 0
6 | 8 | 5:00 | 0 | 5:00 | 0
7 | 8 | 6:00 | 20.36 | 6:00 | 20.26
8 | 8 | 7:00 | 55.67 | 7:00 | 55.39
9 | 8 | 8:00 | 72.04 | 8:00 | 71.68
10 | 8 | 9:00 | 77.96 | 9:00 | 77.57
11 | 8 | 10:00 | 84.85 | 10:00 | 84.42
12 | 8 | 11:00 | 83.69 | 11:00 | 83.27
13 | 8 | 12:00 | 81.49 | 12:00 | 81.08
14 | 8 | 13:00 | 80 | 13:00 | 79.6
15 | 8 | 14:00 | 80.03 | 14:00 | 79.63
16 | 8 | 15:00 | 74.62 | 15:00 | 74.25
17 | 8 | 16:00 | 63.2 | 16:00 | 62.88
18 | 8 | 17:00 | 25.73 | 17:00 | 25.6
19 | 8 | 18:00 | 1.15 | 18:00 | 1.14
20 | 8 | 19:00 | 0 | 19:00 | 0
21 | 8 | 20:00 | 0 | 20:00 | 0
22 | 8 | 21:00 | 0 | 21:00 | 0
23 | 8 | 22:00 | 0 | 22:00 | 0
24 | 8 | 23:00 | 0 | 23:00 | 0
1 | 8 | 0:00 | 0 | 0:00 | 0
2 | 8 | 1:00 | 0 | 1:00 | 0
3 | 8 | 2:00 | 0 | 2:00 | 0
4 | 8 | 3:00 | 0 | 3:00 | 0
5 | 8 | 4:00 | 0 | 4:00 | 0
6 | 8 | 5:00 | 0 | 5:00 | 0
7 | 8 | 6:00 | 20.34 | 6:00 | 20.24
8 | 8 | 7:00 | 56.68 | 7:00 | 56.4
9 | 8 | 8:00 | 71.13 | 8:00 | 70.78
10 | 8 | 9:00 | 74.69 | 9:00 | 74.32
11 | 8 | 10:00 | 77.09 | 10:00 | 76.7
12 | 8 | 11:00 | 78.82 | 11:00 | 78.42
13 | 8 | 12:00 | 83.07 | 12:00 | 82.66
14 | 8 | 13:00 | 84.51 | 13:00 | 84.09
15 | 8 | 14:00 | 81.51 | 14:00 | 81.1
16 | 8 | 15:00 | 77.4 | 15:00 | 77.02
17 | 8 | 16:00 | 68.22 | 16:00 | 67.88
18 | 8 | 17:00 | 28.62 | 17:00 | 28.47
19 | 8 | 18:00 | 1.05 | 18:00 | 1.05
20 | 8 | 19:00 | 0 | 19:00 | 0
21 | 8 | 20:00 | 0 | 20:00 | 0
22 | 8 | 21:00 | 0 | 21:00 | 0
23 | 8 | 22:00 | 0 | 22:00 | 0
24 | 8 | 23:00 | 0 | 23:00 | 0
1 | 8 | 0:00 | 0 | 0:00 | 0
2 | 8 | 1:00 | 0 | 1:00 | 0
3 | 8 | 2:00 | 0 | 2:00 | 0
4 | 8 | 3:00 | 0 | 3:00 | 0
5 | 8 | 4:00 | 0 | 4:00 | 0
6 | 8 | 5:00 | 0 | 5:00 | 0
7 | 8 | 6:00 | 21.49 | 6:00 | 21.39
8 | 8 | 7:00 | 62.59 | 7:00 | 62.27
9 | 8 | 8:00 | 83.8 | 8:00 | 83.38
10 | 8 | 9:00 | 87.13 | 9:00 | 86.69
11 | 8 | 10:00 | 86.43 | 10:00 | 86
12 | 8 | 11:00 | 86.81 | 11:00 | 86.37
13 | 8 | 12:00 | 86.56 | 12:00 | 86.13
14 | 8 | 13:00 | 82.33 | 13:00 | 81.92
15 | 8 | 14:00 | 76.9 | 14:00 | 76.51
16 | 8 | 15:00 | 68.82 | 15:00 | 68.47
17 | 8 | 16:00 | 52.99 | 16:00 | 52.73
18 | 8 | 17:00 | 24.36 | 17:00 | 24.23
19 | 8 | 18:00 | 0.58 | 18:00 | 0.58
20 | 8 | 19:00 | 0 | 19:00 | 0
21 | 8 | 20:00 | 0 | 20:00 | 0
22 | 8 | 21:00 | 0 | 21:00 | 0
23 | 8 | 22:00 | 0 | 22:00 | 0
24 | 8 | 23:00 | 0 | 23:00 | 0
1 | 8 | 0:00 | 0 | 0:00 | 0
2 | 8 | 1:00 | 0 | 1:00 | 0
3 | 8 | 2:00 | 0 | 2:00 | 0
4 | 8 | 3:00 | 0 | 3:00 | 0
5 | 8 | 4:00 | 0 | 4:00 | 0
6 | 8 | 5:00 | 0 | 5:00 | 0
7 | 8 | 6:00 | 18.08 | 6:00 | 17.99
8 | 8 | 7:00 | 50.98 | 7:00 | 50.72
9 | 8 | 8:00 | 65.39 | 8:00 | 65.06
10 | 8 | 9:00 | 70.4 | 9:00 | 70.05
11 | 8 | 10:00 | 77.49 | 10:00 | 77.1
12 | 8 | 11:00 | 78.69 | 11:00 | 78.3
13 | 8 | 12:00 | 75.35 | 12:00 | 74.97
14 | 8 | 13:00 | 74.59 | 13:00 | 74.22
15 | 8 | 14:00 | 74.5 | 14:00 | 74.13
16 | 8 | 15:00 | 67.63 | 15:00 | 67.29
17 | 8 | 16:00 | 57.33 | 16:00 | 57.04
18 | 8 | 17:00 | 23.81 | 17:00 | 23.69
19 | 8 | 18:00 | 0.3 | 18:00 | 0.3
20 | 8 | 19:00 | 0 | 19:00 | 0
21 | 8 | 20:00 | 0 | 20:00 | 0
22 | 8 | 21:00 | 0 | 21:00 | 0
23 | 8 | 22:00 | 0 | 22:00 | 0
24 | 8 | 23:00 | 0 | 23:00 | 0
1 | 9 | 0:00 | 0 | 0:00 | 0
2 | 9 | 1:00 | 0 | 1:00 | 0
3 | 9 | 2:00 | 0 | 2:00 | 0
4 | 9 | 3:00 | 0 | 3:00 | 0
5 | 9 | 4:00 | 0 | 4:00 | 0
6 | 9 | 5:00 | 0 | 5:00 | 0
7 | 9 | 6:00 | 18.79 | 6:00 | 18.69
8 | 9 | 7:00 | 55.99 | 7:00 | 55.71
9 | 9 | 8:00 | 69.03 | 8:00 | 68.68
10 | 9 | 9:00 | 77.97 | 9:00 | 77.58
11 | 9 | 10:00 | 82.33 | 10:00 | 81.92
12 | 9 | 11:00 | 84.06 | 11:00 | 83.64
13 | 9 | 12:00 | 82.87 | 12:00 | 82.45
14 | 9 | 13:00 | 84.73 | 13:00 | 84.31
15 | 9 | 14:00 | 81.7 | 14:00 | 81.29
16 | 9 | 15:00 | 76.44 | 15:00 | 76.06
17 | 9 | 16:00 | 64.97 | 16:00 | 64.65
18 | 9 | 17:00 | 24.84 | 17:00 | 24.71
19 | 9 | 18:00 | 0.37 | 18:00 | 0.37
20 | 9 | 19:00 | 0 | 19:00 | 0
21 | 9 | 20:00 | 0 | 20:00 | 0
22 | 9 | 21:00 | 0 | 21:00 | 0
23 | 9 | 22:00 | 0 | 22:00 | 0
24 | 9 | 23:00 | 0 | 23:00 | 0
1 | 9 | 0:00 | 0 | 0:00 | 0
2 | 9 | 1:00 | 0 | 1:00 | 0
3 | 9 | 2:00 | 0 | 2:00 | 0
4 | 9 | 3:00 | 0 | 3:00 | 0
5 | 9 | 4:00 | 0 | 4:00 | 0
6 | 9 | 5:00 | 0 | 5:00 | 0
7 | 9 | 6:00 | 20.37 | 6:00 | 20.27
8 | 9 | 7:00 | 60.49 | 7:00 | 60.19
9 | 9 | 8:00 | 75.85 | 8:00 | 75.47
10 | 9 | 9:00 | 80.17 | 9:00 | 79.77
11 | 9 | 10:00 | 83.74 | 10:00 | 83.32
12 | 9 | 11:00 | 84.88 | 11:00 | 84.45
13 | 9 | 12:00 | 84.5 | 12:00 | 84.08
14 | 9 | 13:00 | 83.83 | 13:00 | 83.41
15 | 9 | 14:00 | 81.07 | 14:00 | 80.66
16 | 9 | 15:00 | 79.06 | 15:00 | 78.66
17 | 9 | 16:00 | 66.69 | 16:00 | 66.36
18 | 9 | 17:00 | 27 | 17:00 | 26.86
19 | 9 | 18:00 | 0.22 | 18:00 | 0.22
20 | 9 | 19:00 | 0 | 19:00 | 0
21 | 9 | 20:00 | 0 | 20:00 | 0
22 | 9 | 21:00 | 0 | 21:00 | 0
23 | 9 | 22:00 | 0 | 22:00 | 0
24 | 9 | 23:00 | 0 | 23:00 | 0
1 | 9 | 0:00 | 0 | 0:00 | 0
2 | 9 | 1:00 | 0 | 1:00 | 0
3 | 9 | 2:00 | 0 | 2:00 | 0
4 | 9 | 3:00 | 0 | 3:00 | 0
5 | 9 | 4:00 | 0 | 4:00 | 0
6 | 9 | 5:00 | 0 | 5:00 | 0
7 | 9 | 6:00 | 20.39 | 6:00 | 20.28
8 | 9 | 7:00 | 60.35 | 7:00 | 60.04
9 | 9 | 8:00 | 75.82 | 8:00 | 75.44
10 | 9 | 9:00 | 80.78 | 9:00 | 80.37
11 | 9 | 10:00 | 85 | 10:00 | 84.58
12 | 9 | 11:00 | 84.01 | 11:00 | 83.59
13 | 9 | 12:00 | 84.07 | 12:00 | 83.65
14 | 9 | 13:00 | 84.43 | 13:00 | 84
15 | 9 | 14:00 | 86.48 | 14:00 | 86.05
16 | 9 | 15:00 | 82.6 | 15:00 | 82.19
17 | 9 | 16:00 | 64.83 | 16:00 | 64.51
18 | 9 | 17:00 | 25.16 | 17:00 | 25.04
19 | 9 | 18:00 | 0.12 | 18:00 | 0.12
20 | 9 | 19:00 | 0 | 19:00 | 0
21 | 9 | 20:00 | 0 | 20:00 | 0
22 | 9 | 21:00 | 0 | 21:00 | 0
23 | 9 | 22:00 | 0 | 22:00 | 0
24 | 9 | 23:00 | 0 | 23:00 | 0
1 | 9 | 0:00 | 0 | 0:00 | 0
2 | 9 | 1:00 | 0 | 1:00 | 0
3 | 9 | 2:00 | 0 | 2:00 | 0
4 | 9 | 3:00 | 0 | 3:00 | 0
5 | 9 | 4:00 | 0 | 4:00 | 0
6 | 9 | 5:00 | 0 | 5:00 | 0
7 | 9 | 6:00 | 21.03 | 6:00 | 20.93
8 | 9 | 7:00 | 62.09 | 7:00 | 61.78
9 | 9 | 8:00 | 76.72 | 8:00 | 76.34
10 | 9 | 9:00 | 88.22 | 9:00 | 87.78
11 | 9 | 10:00 | 94.2 | 10:00 | 93.72
12 | 9 | 11:00 | 95.27 | 11:00 | 94.79
13 | 9 | 12:00 | 91.8 | 12:00 | 91.34
14 | 9 | 13:00 | 89.42 | 13:00 | 88.97
15 | 9 | 14:00 | 87.85 | 14:00 | 87.41
16 | 9 | 15:00 | 84.41 | 15:00 | 83.99
17 | 9 | 16:00 | 77.4 | 16:00 | 77.01
18 | 9 | 17:00 | 28.33 | 17:00 | 28.19
19 | 9 | 18:00 | 0 | 18:00 | 0
20 | 9 | 19:00 | 0 | 19:00 | 0
21 | 9 | 20:00 | 0 | 20:00 | 0
22 | 9 | 21:00 | 0 | 21:00 | 0
23 | 9 | 22:00 | 0 | 22:00 | 0
24 | 9 | 23:00 | 0 | 23:00 | 0
1 | 9 | 0:00 | 0 | 0:00 | 0
2 | 9 | 1:00 | 0 | 1:00 | 0
3 | 9 | 2:00 | 0 | 2:00 | 0
4 | 9 | 3:00 | 0 | 3:00 | 0
5 | 9 | 4:00 | 0 | 4:00 | 0
6 | 9 | 5:00 | 0 | 5:00 | 0
7 | 9 | 6:00 | 20.15 | 6:00 | 20.05
8 | 9 | 7:00 | 57.76 | 7:00 | 57.48
9 | 9 | 8:00 | 76.08 | 8:00 | 75.7
10 | 9 | 9:00 | 83.78 | 9:00 | 83.36
11 | 9 | 10:00 | 84.32 | 10:00 | 83.9
12 | 9 | 11:00 | 87.19 | 11:00 | 86.75
13 | 9 | 12:00 | 83.89 | 12:00 | 83.47
14 | 9 | 13:00 | 84.51 | 13:00 | 84.09
15 | 9 | 14:00 | 83.17 | 14:00 | 82.75
16 | 9 | 15:00 | 78.09 | 15:00 | 77.7
17 | 9 | 16:00 | 65.19 | 16:00 | 64.86
18 | 9 | 17:00 | 23.5 | 17:00 | 23.39
19 | 9 | 18:00 | 0 | 18:00 | 0
20 | 9 | 19:00 | 0 | 19:00 | 0
21 | 9 | 20:00 | 0 | 20:00 | 0
22 | 9 | 21:00 | 0 | 21:00 | 0
23 | 9 | 22:00 | 0 | 22:00 | 0
24 | 9 | 23:00 | 0 | 23:00 | 0
1 | 9 | 0:00 | 0 | 0:00 | 0
2 | 9 | 1:00 | 0 | 1:00 | 0
3 | 9 | 2:00 | 0 | 2:00 | 0
4 | 9 | 3:00 | 0 | 3:00 | 0
5 | 9 | 4:00 | 0 | 4:00 | 0
6 | 9 | 5:00 | 0 | 5:00 | 0
7 | 9 | 6:00 | 17.27 | 6:00 | 17.19
8 | 9 | 7:00 | 54.29 | 7:00 | 54.02
9 | 9 | 8:00 | 73.69 | 8:00 | 73.32
10 | 9 | 9:00 | 81.49 | 9:00 | 81.08
11 | 9 | 10:00 | 84.38 | 10:00 | 83.95
12 | 9 | 11:00 | 80.13 | 11:00 | 79.73
13 | 9 | 12:00 | 78.47 | 12:00 | 78.08
14 | 9 | 13:00 | 77.71 | 13:00 | 77.32
15 | 9 | 14:00 | 80.24 | 14:00 | 79.84
16 | 9 | 15:00 | 73.51 | 15:00 | 73.14
17 | 9 | 16:00 | 54.34 | 16:00 | 54.07
18 | 9 | 17:00 | 19.91 | 17:00 | 19.81
19 | 9 | 18:00 | 0 | 18:00 | 0
20 | 9 | 19:00 | 0 | 19:00 | 0
21 | 9 | 20:00 | 0 | 20:00 | 0
22 | 9 | 21:00 | 0 | 21:00 | 0
23 | 9 | 22:00 | 0 | 22:00 | 0
24 | 9 | 23:00 | 0 | 23:00 | 0
1 | 9 | 0:00 | 0 | 0:00 | 0
2 | 9 | 1:00 | 0 | 1:00 | 0
3 | 9 | 2:00 | 0 | 2:00 | 0
4 | 9 | 3:00 | 0 | 3:00 | 0
5 | 9 | 4:00 | 0 | 4:00 | 0
6 | 9 | 5:00 | 0 | 5:00 | 0
7 | 9 | 6:00 | 14.93 | 6:00 | 14.86
8 | 9 | 7:00 | 47.68 | 7:00 | 47.44
9 | 9 | 8:00 | 61.42 | 8:00 | 61.11
10 | 9 | 9:00 | 69.17 | 9:00 | 68.82
11 | 9 | 10:00 | 73.44 | 10:00 | 73.07
12 | 9 | 11:00 | 76.68 | 11:00 | 76.3
13 | 9 | 12:00 | 76.56 | 12:00 | 76.18
14 | 9 | 13:00 | 76.92 | 13:00 | 76.54
15 | 9 | 14:00 | 72.17 | 14:00 | 71.81
16 | 9 | 15:00 | 65.55 | 15:00 | 65.22
17 | 9 | 16:00 | 54.9 | 16:00 | 54.62
18 | 9 | 17:00 | 18.54 | 17:00 | 18.45
19 | 9 | 18:00 | 0 | 18:00 | 0
20 | 9 | 19:00 | 0 | 19:00 | 0
21 | 9 | 20:00 | 0 | 20:00 | 0
22 | 9 | 21:00 | 0 | 21:00 | 0
23 | 9 | 22:00 | 0 | 22:00 | 0
24 | 9 | 23:00 | 0 | 23:00 | 0
1 | 9 | 0:00 | 0 | 0:00 | 0
2 | 9 | 1:00 | 0 | 1:00 | 0
3 | 9 | 2:00 | 0 | 2:00 | 0
4 | 9 | 3:00 | 0 | 3:00 | 0
5 | 9 | 4:00 | 0 | 4:00 | 0
6 | 9 | 5:00 | 0 | 5:00 | 0
7 | 9 | 6:00 | 17.56 | 6:00 | 17.47
8 | 9 | 7:00 | 57.39 | 7:00 | 57.11
9 | 9 | 8:00 | 75.13 | 8:00 | 74.76
10 | 9 | 9:00 | 79.84 | 9:00 | 79.44
11 | 9 | 10:00 | 82.59 | 10:00 | 82.18
12 | 9 | 11:00 | 82.55 | 11:00 | 82.13
13 | 9 | 12:00 | 84.79 | 12:00 | 84.37
14 | 9 | 13:00 | 84.99 | 13:00 | 84.56
15 | 9 | 14:00 | 78.71 | 14:00 | 78.32
16 | 9 | 15:00 | 76.06 | 15:00 | 75.68
17 | 9 | 16:00 | 54.87 | 16:00 | 54.59
18 | 9 | 17:00 | 18.33 | 17:00 | 18.24
19 | 9 | 18:00 | 0 | 18:00 | 0
20 | 9 | 19:00 | 0 | 19:00 | 0
21 | 9 | 20:00 | 0 | 20:00 | 0
22 | 9 | 21:00 | 0 | 21:00 | 0
23 | 9 | 22:00 | 0 | 22:00 | 0
24 | 9 | 23:00 | 0 | 23:00 | 0
1 | 9 | 0:00 | 0 | 0:00 | 0
2 | 9 | 1:00 | 0 | 1:00 | 0
3 | 9 | 2:00 | 0 | 2:00 | 0
4 | 9 | 3:00 | 0 | 3:00 | 0
5 | 9 | 4:00 | 0 | 4:00 | 0
6 | 9 | 5:00 | 0 | 5:00 | 0
7 | 9 | 6:00 | 13.91 | 6:00 | 13.84
8 | 9 | 7:00 | 44.8 | 7:00 | 44.57
9 | 9 | 8:00 | 57.25 | 8:00 | 56.96
10 | 9 | 9:00 | 61.16 | 9:00 | 60.85
11 | 9 | 10:00 | 73.03 | 10:00 | 72.66
12 | 9 | 11:00 | 78.86 | 11:00 | 78.46
13 | 9 | 12:00 | 77.24 | 12:00 | 76.86
14 | 9 | 13:00 | 70.16 | 13:00 | 69.81
15 | 9 | 14:00 | 70.23 | 14:00 | 69.88
16 | 9 | 15:00 | 64.11 | 15:00 | 63.79
17 | 9 | 16:00 | 52.02 | 16:00 | 51.76
18 | 9 | 17:00 | 16.83 | 17:00 | 16.75
19 | 9 | 18:00 | 0 | 18:00 | 0
20 | 9 | 19:00 | 0 | 19:00 | 0
21 | 9 | 20:00 | 0 | 20:00 | 0
22 | 9 | 21:00 | 0 | 21:00 | 0
23 | 9 | 22:00 | 0 | 22:00 | 0
24 | 9 | 23:00 | 0 | 23:00 | 0
1 | 9 | 0:00 | 0 | 0:00 | 0
2 | 9 | 1:00 | 0 | 1:00 | 0
3 | 9 | 2:00 | 0 | 2:00 | 0
4 | 9 | 3:00 | 0 | 3:00 | 0
5 | 9 | 4:00 | 0 | 4:00 | 0
6 | 9 | 5:00 | 0 | 5:00 | 0
7 | 9 | 6:00 | 16.28 | 6:00 | 16.2
8 | 9 | 7:00 | 55.38 | 7:00 | 55.1
9 | 9 | 8:00 | 71.86 | 8:00 | 71.5
10 | 9 | 9:00 | 78.53 | 9:00 | 78.13
11 | 9 | 10:00 | 83.47 | 10:00 | 83.06
12 | 9 | 11:00 | 83.97 | 11:00 | 83.55
13 | 9 | 12:00 | 82.33 | 12:00 | 81.92
14 | 9 | 13:00 | 76.39 | 13:00 | 76.01
15 | 9 | 14:00 | 74.7 | 14:00 | 74.33
16 | 9 | 15:00 | 74.01 | 15:00 | 73.64
17 | 9 | 16:00 | 53.87 | 16:00 | 53.6
18 | 9 | 17:00 | 16.74 | 17:00 | 16.66
19 | 9 | 18:00 | 0 | 18:00 | 0
20 | 9 | 19:00 | 0 | 19:00 | 0
21 | 9 | 20:00 | 0 | 20:00 | 0
22 | 9 | 21:00 | 0 | 21:00 | 0
23 | 9 | 22:00 | 0 | 22:00 | 0
24 | 9 | 23:00 | 0 | 23:00 | 0
1 | 9 | 0:00 | 0 | 0:00 | 0
2 | 9 | 1:00 | 0 | 1:00 | 0
3 | 9 | 2:00 | 0 | 2:00 | 0
4 | 9 | 3:00 | 0 | 3:00 | 0
5 | 9 | 4:00 | 0 | 4:00 | 0
6 | 9 | 5:00 | 0 | 5:00 | 0
7 | 9 | 6:00 | 14.01 | 6:00 | 13.94
8 | 9 | 7:00 | 47.98 | 7:00 | 47.74
9 | 9 | 8:00 | 57.71 | 8:00 | 57.42
10 | 9 | 9:00 | 64.49 | 9:00 | 64.17
11 | 9 | 10:00 | 71.16 | 10:00 | 70.8
12 | 9 | 11:00 | 74.87 | 11:00 | 74.5
13 | 9 | 12:00 | 74.31 | 12:00 | 73.94
14 | 9 | 13:00 | 80.06 | 13:00 | 79.66
15 | 9 | 14:00 | 76.26 | 14:00 | 75.88
16 | 9 | 15:00 | 71.74 | 15:00 | 71.38
17 | 9 | 16:00 | 58.73 | 16:00 | 58.44
18 | 9 | 17:00 | 17.91 | 17:00 | 17.82
19 | 9 | 18:00 | 0 | 18:00 | 0
20 | 9 | 19:00 | 0 | 19:00 | 0
21 | 9 | 20:00 | 0 | 20:00 | 0
22 | 9 | 21:00 | 0 | 21:00 | 0
23 | 9 | 22:00 | 0 | 22:00 | 0
24 | 9 | 23:00 | 0 | 23:00 | 0
1 | 9 | 0:00 | 0 | 0:00 | 0
2 | 9 | 1:00 | 0 | 1:00 | 0
3 | 9 | 2:00 | 0 | 2:00 | 0
4 | 9 | 3:00 | 0 | 3:00 | 0
5 | 9 | 4:00 | 0 | 4:00 | 0
6 | 9 | 5:00 | 0 | 5:00 | 0
7 | 9 | 6:00 | 15.24 | 6:00 | 15.16
8 | 9 | 7:00 | 50.04 | 7:00 | 49.79
9 | 9 | 8:00 | 62.98 | 8:00 | 62.66
10 | 9 | 9:00 | 74.29 | 9:00 | 73.92
11 | 9 | 10:00 | 77.43 | 10:00 | 77.04
12 | 9 | 11:00 | 74.68 | 11:00 | 74.31
13 | 9 | 12:00 | 72.36 | 12:00 | 72
14 | 9 | 13:00 | 75.64 | 13:00 | 75.26
15 | 9 | 14:00 | 77.15 | 14:00 | 76.77
16 | 9 | 15:00 | 68.52 | 15:00 | 68.18
17 | 9 | 16:00 | 49.36 | 16:00 | 49.11
18 | 9 | 17:00 | 15.21 | 17:00 | 15.13
19 | 9 | 18:00 | 0 | 18:00 | 0
20 | 9 | 19:00 | 0 | 19:00 | 0
21 | 9 | 20:00 | 0 | 20:00 | 0
22 | 9 | 21:00 | 0 | 21:00 | 0
23 | 9 | 22:00 | 0 | 22:00 | 0
24 | 9 | 23:00 | 0 | 23:00 | 0
1 | 9 | 0:00 | 0 | 0:00 | 0
2 | 9 | 1:00 | 0 | 1:00 | 0
3 | 9 | 2:00 | 0 | 2:00 | 0
4 | 9 | 3:00 | 0 | 3:00 | 0
5 | 9 | 4:00 | 0 | 4:00 | 0
6 | 9 | 5:00 | 0 | 5:00 | 0
7 | 9 | 6:00 | 15.5 | 6:00 | 15.42
8 | 9 | 7:00 | 53.89 | 7:00 | 53.62
9 | 9 | 8:00 | 69.13 | 8:00 | 68.79
10 | 9 | 9:00 | 72.31 | 9:00 | 71.95
11 | 9 | 10:00 | 82.51 | 10:00 | 82.09
12 | 9 | 11:00 | 82.64 | 11:00 | 82.23
13 | 9 | 12:00 | 78.54 | 12:00 | 78.15
14 | 9 | 13:00 | 78.89 | 13:00 | 78.5
15 | 9 | 14:00 | 68.6 | 14:00 | 68.26
16 | 9 | 15:00 | 60.88 | 15:00 | 60.58
17 | 9 | 16:00 | 48.85 | 16:00 | 48.61
18 | 9 | 17:00 | 15.01 | 17:00 | 14.94
19 | 9 | 18:00 | 0 | 18:00 | 0
20 | 9 | 19:00 | 0 | 19:00 | 0
21 | 9 | 20:00 | 0 | 20:00 | 0
22 | 9 | 21:00 | 0 | 21:00 | 0
23 | 9 | 22:00 | 0 | 22:00 | 0
24 | 9 | 23:00 | 0 | 23:00 | 0
1 | 9 | 0:00 | 0 | 0:00 | 0
2 | 9 | 1:00 | 0 | 1:00 | 0
3 | 9 | 2:00 | 0 | 2:00 | 0
4 | 9 | 3:00 | 0 | 3:00 | 0
5 | 9 | 4:00 | 0 | 4:00 | 0
6 | 9 | 5:00 | 0 | 5:00 | 0
7 | 9 | 6:00 | 16.13 | 6:00 | 16.05
8 | 9 | 7:00 | 55.07 | 7:00 | 54.8
9 | 9 | 8:00 | 71.18 | 8:00 | 70.82
10 | 9 | 9:00 | 77.72 | 9:00 | 77.33
11 | 9 | 10:00 | 80.79 | 10:00 | 80.38
12 | 9 | 11:00 | 81.45 | 11:00 | 81.05
13 | 9 | 12:00 | 77.33 | 12:00 | 76.95
14 | 9 | 13:00 | 69.43 | 13:00 | 69.08
15 | 9 | 14:00 | 69.57 | 14:00 | 69.22
16 | 9 | 15:00 | 68.4 | 15:00 | 68.05
17 | 9 | 16:00 | 53.85 | 16:00 | 53.58
18 | 9 | 17:00 | 15.09 | 17:00 | 15.01
19 | 9 | 18:00 | 0 | 18:00 | 0
20 | 9 | 19:00 | 0 | 19:00 | 0
21 | 9 | 20:00 | 0 | 20:00 | 0
22 | 9 | 21:00 | 0 | 21:00 | 0
23 | 9 | 22:00 | 0 | 22:00 | 0
24 | 9 | 23:00 | 0 | 23:00 | 0
1 | 9 | 0:00 | 0 | 0:00 | 0
2 | 9 | 1:00 | 0 | 1:00 | 0
3 | 9 | 2:00 | 0 | 2:00 | 0
4 | 9 | 3:00 | 0 | 3:00 | 0
5 | 9 | 4:00 | 0 | 4:00 | 0
6 | 9 | 5:00 | 0 | 5:00 | 0
7 | 9 | 6:00 | 15.17 | 6:00 | 15.09
8 | 9 | 7:00 | 51.81 | 7:00 | 51.55
9 | 9 | 8:00 | 66.11 | 8:00 | 65.77
10 | 9 | 9:00 | 72.8 | 9:00 | 72.44
11 | 9 | 10:00 | 77.59 | 10:00 | 77.2
12 | 9 | 11:00 | 78.55 | 11:00 | 78.15
13 | 9 | 12:00 | 78.89 | 12:00 | 78.5
14 | 9 | 13:00 | 76.31 | 13:00 | 75.92
15 | 9 | 14:00 | 74.65 | 14:00 | 74.28
16 | 9 | 15:00 | 67.07 | 15:00 | 66.73
17 | 9 | 16:00 | 50.79 | 16:00 | 50.53
18 | 9 | 17:00 | 13.25 | 17:00 | 13.19
19 | 9 | 18:00 | 0 | 18:00 | 0
20 | 9 | 19:00 | 0 | 19:00 | 0
21 | 9 | 20:00 | 0 | 20:00 | 0
22 | 9 | 21:00 | 0 | 21:00 | 0
23 | 9 | 22:00 | 0 | 22:00 | 0
24 | 9 | 23:00 | 0 | 23:00 | 0
1 | 9 | 0:00 | 0 | 0:00 | 0
2 | 9 | 1:00 | 0 | 1:00 | 0
3 | 9 | 2:00 | 0 | 2:00 | 0
4 | 9 | 3:00 | 0 | 3:00 | 0
5 | 9 | 4:00 | 0 | 4:00 | 0
6 | 9 | 5:00 | 0 | 5:00 | 0
7 | 9 | 6:00 | 13.67 | 6:00 | 13.6
8 | 9 | 7:00 | 49.61 | 7:00 | 49.36
9 | 9 | 8:00 | 64.99 | 8:00 | 64.66
10 | 9 | 9:00 | 68.25 | 9:00 | 67.91
11 | 9 | 10:00 | 69.21 | 10:00 | 68.87
12 | 9 | 11:00 | 70.97 | 11:00 | 70.61
13 | 9 | 12:00 | 72.99 | 12:00 | 72.62
14 | 9 | 13:00 | 76.83 | 13:00 | 76.44
15 | 9 | 14:00 | 78.63 | 14:00 | 78.24
16 | 9 | 15:00 | 67.11 | 15:00 | 66.77
17 | 9 | 16:00 | 47.59 | 16:00 | 47.35
18 | 9 | 17:00 | 13.17 | 17:00 | 13.1
19 | 9 | 18:00 | 0 | 18:00 | 0
20 | 9 | 19:00 | 0 | 19:00 | 0
21 | 9 | 20:00 | 0 | 20:00 | 0
22 | 9 | 21:00 | 0 | 21:00 | 0
23 | 9 | 22:00 | 0 | 22:00 | 0
24 | 9 | 23:00 | 0 | 23:00 | 0
1 | 9 | 0:00 | 0 | 0:00 | 0
2 | 9 | 1:00 | 0 | 1:00 | 0
3 | 9 | 2:00 | 0 | 2:00 | 0
4 | 9 | 3:00 | 0 | 3:00 | 0
5 | 9 | 4:00 | 0 | 4:00 | 0
6 | 9 | 5:00 | 0 | 5:00 | 0
7 | 9 | 6:00 | 13.78 | 6:00 | 13.71
8 | 9 | 7:00 | 51.87 | 7:00 | 51.61
9 | 9 | 8:00 | 73.14 | 8:00 | 72.78
10 | 9 | 9:00 | 80.25 | 9:00 | 79.85
11 | 9 | 10:00 | 82.82 | 10:00 | 82.41
12 | 9 | 11:00 | 79.09 | 11:00 | 78.7
13 | 9 | 12:00 | 77.55 | 12:00 | 77.16
14 | 9 | 13:00 | 79.94 | 13:00 | 79.54
15 | 9 | 14:00 | 77.11 | 14:00 | 76.73
16 | 9 | 15:00 | 74.71 | 15:00 | 74.34
17 | 9 | 16:00 | 52.03 | 16:00 | 51.77
18 | 9 | 17:00 | 13.6 | 17:00 | 13.53
19 | 9 | 18:00 | 0 | 18:00 | 0
20 | 9 | 19:00 | 0 | 19:00 | 0
21 | 9 | 20:00 | 0 | 20:00 | 0
22 | 9 | 21:00 | 0 | 21:00 | 0
23 | 9 | 22:00 | 0 | 22:00 | 0
24 | 9 | 23:00 | 0 | 23:00 | 0
1 | 9 | 0:00 | 0 | 0:00 | 0
2 | 9 | 1:00 | 0 | 1:00 | 0
3 | 9 | 2:00 | 0 | 2:00 | 0
4 | 9 | 3:00 | 0 | 3:00 | 0
5 | 9 | 4:00 | 0 | 4:00 | 0
6 | 9 | 5:00 | 0 | 5:00 | 0
7 | 9 | 6:00 | 13.92 | 6:00 | 13.85
8 | 9 | 7:00 | 53.83 | 7:00 | 53.56
9 | 9 | 8:00 | 70.03 | 8:00 | 69.68
10 | 9 | 9:00 | 74.36 | 9:00 | 73.99
11 | 9 | 10:00 | 79.56 | 10:00 | 79.16
12 | 9 | 11:00 | 76.91 | 11:00 | 76.52
13 | 9 | 12:00 | 76.19 | 12:00 | 75.81
14 | 9 | 13:00 | 84.14 | 13:00 | 83.72
15 | 9 | 14:00 | 82.21 | 14:00 | 81.8
16 | 9 | 15:00 | 76.99 | 15:00 | 76.6
17 | 9 | 16:00 | 50.41 | 16:00 | 50.16
18 | 9 | 17:00 | 12.16 | 17:00 | 12.1
19 | 9 | 18:00 | 0 | 18:00 | 0
20 | 9 | 19:00 | 0 | 19:00 | 0
21 | 9 | 20:00 | 0 | 20:00 | 0
22 | 9 | 21:00 | 0 | 21:00 | 0
23 | 9 | 22:00 | 0 | 22:00 | 0
24 | 9 | 23:00 | 0 | 23:00 | 0
1 | 9 | 0:00 | 0 | 0:00 | 0
2 | 9 | 1:00 | 0 | 1:00 | 0
3 | 9 | 2:00 | 0 | 2:00 | 0
4 | 9 | 3:00 | 0 | 3:00 | 0
5 | 9 | 4:00 | 0 | 4:00 | 0
6 | 9 | 5:00 | 0 | 5:00 | 0
7 | 9 | 6:00 | 13.62 | 6:00 | 13.55
8 | 9 | 7:00 | 51.91 | 7:00 | 51.65
9 | 9 | 8:00 | 72.79 | 8:00 | 72.42
10 | 9 | 9:00 | 81.36 | 9:00 | 80.95
11 | 9 | 10:00 | 83.6 | 10:00 | 83.18
12 | 9 | 11:00 | 85.11 | 11:00 | 84.69
13 | 9 | 12:00 | 83.83 | 12:00 | 83.42
14 | 9 | 13:00 | 84.05 | 13:00 | 83.63
15 | 9 | 14:00 | 83.53 | 14:00 | 83.11
16 | 9 | 15:00 | 76.75 | 15:00 | 76.37
17 | 9 | 16:00 | 53.89 | 16:00 | 53.62
18 | 9 | 17:00 | 12.38 | 17:00 | 12.31
19 | 9 | 18:00 | 0 | 18:00 | 0
20 | 9 | 19:00 | 0 | 19:00 | 0
21 | 9 | 20:00 | 0 | 20:00 | 0
22 | 9 | 21:00 | 0 | 21:00 | 0
23 | 9 | 22:00 | 0 | 22:00 | 0
24 | 9 | 23:00 | 0 | 23:00 | 0
1 | 9 | 0:00 | 0 | 0:00 | 0
2 | 9 | 1:00 | 0 | 1:00 | 0
3 | 9 | 2:00 | 0 | 2:00 | 0
4 | 9 | 3:00 | 0 | 3:00 | 0
5 | 9 | 4:00 | 0 | 4:00 | 0
6 | 9 | 5:00 | 0 | 5:00 | 0
7 | 9 | 6:00 | 14.9 | 6:00 | 14.82
8 | 9 | 7:00 | 58.38 | 7:00 | 58.09
9 | 9 | 8:00 | 83.63 | 8:00 | 83.21
10 | 9 | 9:00 | 92.36 | 9:00 | 91.9
11 | 9 | 10:00 | 91.55 | 10:00 | 91.1
12 | 9 | 11:00 | 87.37 | 11:00 | 86.93
13 | 9 | 12:00 | 87.9 | 12:00 | 87.46
14 | 9 | 13:00 | 84.87 | 13:00 | 84.45
15 | 9 | 14:00 | 88.83 | 14:00 | 88.39
16 | 9 | 15:00 | 84.11 | 15:00 | 83.68
17 | 9 | 16:00 | 56.1 | 16:00 | 55.82
18 | 9 | 17:00 | 11.73 | 17:00 | 11.67
19 | 9 | 18:00 | 0 | 18:00 | 0
20 | 9 | 19:00 | 0 | 19:00 | 0
21 | 9 | 20:00 | 0 | 20:00 | 0
22 | 9 | 21:00 | 0 | 21:00 | 0
23 | 9 | 22:00 | 0 | 22:00 | 0
24 | 9 | 23:00 | 0 | 23:00 | 0
1 | 9 | 0:00 | 0 | 0:00 | 0
2 | 9 | 1:00 | 0 | 1:00 | 0
3 | 9 | 2:00 | 0 | 2:00 | 0
4 | 9 | 3:00 | 0 | 3:00 | 0
5 | 9 | 4:00 | 0 | 4:00 | 0
6 | 9 | 5:00 | 0 | 5:00 | 0
7 | 9 | 6:00 | 14.07 | 6:00 | 14
8 | 9 | 7:00 | 53.38 | 7:00 | 53.12
9 | 9 | 8:00 | 75.81 | 8:00 | 75.43
10 | 9 | 9:00 | 81.95 | 9:00 | 81.54
11 | 9 | 10:00 | 84.68 | 10:00 | 84.25
12 | 9 | 11:00 | 84.28 | 11:00 | 83.86
13 | 9 | 12:00 | 80.57 | 12:00 | 80.17
14 | 9 | 13:00 | 79.85 | 13:00 | 79.45
15 | 9 | 14:00 | 81.69 | 14:00 | 81.28
16 | 9 | 15:00 | 74.3 | 15:00 | 73.92
17 | 9 | 16:00 | 50.16 | 16:00 | 49.91
18 | 9 | 17:00 | 10.29 | 17:00 | 10.23
19 | 9 | 18:00 | 0 | 18:00 | 0
20 | 9 | 19:00 | 0 | 19:00 | 0
21 | 9 | 20:00 | 0 | 20:00 | 0
22 | 9 | 21:00 | 0 | 21:00 | 0
23 | 9 | 22:00 | 0 | 22:00 | 0
24 | 9 | 23:00 | 0 | 23:00 | 0
1 | 9 | 0:00 | 0 | 0:00 | 0
2 | 9 | 1:00 | 0 | 1:00 | 0
3 | 9 | 2:00 | 0 | 2:00 | 0
4 | 9 | 3:00 | 0 | 3:00 | 0
5 | 9 | 4:00 | 0 | 4:00 | 0
6 | 9 | 5:00 | 0 | 5:00 | 0
7 | 9 | 6:00 | 11.04 | 6:00 | 10.98
8 | 9 | 7:00 | 47.94 | 7:00 | 47.7
9 | 9 | 8:00 | 64.07 | 8:00 | 63.74
10 | 9 | 9:00 | 62.04 | 9:00 | 61.73
11 | 9 | 10:00 | 65.79 | 10:00 | 65.46
12 | 9 | 11:00 | 69.21 | 11:00 | 68.86
13 | 9 | 12:00 | 68.27 | 12:00 | 67.92
14 | 9 | 13:00 | 67.56 | 13:00 | 67.22
15 | 9 | 14:00 | 68.86 | 14:00 | 68.51
16 | 9 | 15:00 | 62.82 | 15:00 | 62.51
17 | 9 | 16:00 | 40 | 16:00 | 39.8
18 | 9 | 17:00 | 8.41 | 17:00 | 8.37
19 | 9 | 18:00 | 0 | 18:00 | 0
20 | 9 | 19:00 | 0 | 19:00 | 0
21 | 9 | 20:00 | 0 | 20:00 | 0
22 | 9 | 21:00 | 0 | 21:00 | 0
23 | 9 | 22:00 | 0 | 22:00 | 0
24 | 9 | 23:00 | 0 | 23:00 | 0
1 | 9 | 0:00 | 0 | 0:00 | 0
2 | 9 | 1:00 | 0 | 1:00 | 0
3 | 9 | 2:00 | 0 | 2:00 | 0
4 | 9 | 3:00 | 0 | 3:00 | 0
5 | 9 | 4:00 | 0 | 4:00 | 0
6 | 9 | 5:00 | 0 | 5:00 | 0
7 | 9 | 6:00 | 10.85 | 6:00 | 10.8
8 | 9 | 7:00 | 45.88 | 7:00 | 45.65
9 | 9 | 8:00 | 67.07 | 8:00 | 66.73
10 | 9 | 9:00 | 71.11 | 9:00 | 70.75
11 | 9 | 10:00 | 71.62 | 10:00 | 71.26
12 | 9 | 11:00 | 73.5 | 11:00 | 73.13
13 | 9 | 12:00 | 71.84 | 12:00 | 71.49
14 | 9 | 13:00 | 66.89 | 13:00 | 66.55
15 | 9 | 14:00 | 66.94 | 14:00 | 66.6
16 | 9 | 15:00 | 65.83 | 15:00 | 65.5
17 | 9 | 16:00 | 41.91 | 16:00 | 41.7
18 | 9 | 17:00 | 8.66 | 17:00 | 8.62
19 | 9 | 18:00 | 0 | 18:00 | 0
20 | 9 | 19:00 | 0 | 19:00 | 0
21 | 9 | 20:00 | 0 | 20:00 | 0
22 | 9 | 21:00 | 0 | 21:00 | 0
23 | 9 | 22:00 | 0 | 22:00 | 0
24 | 9 | 23:00 | 0 | 23:00 | 0
1 | 9 | 0:00 | 0 | 0:00 | 0
2 | 9 | 1:00 | 0 | 1:00 | 0
3 | 9 | 2:00 | 0 | 2:00 | 0
4 | 9 | 3:00 | 0 | 3:00 | 0
5 | 9 | 4:00 | 0 | 4:00 | 0
6 | 9 | 5:00 | 0 | 5:00 | 0
7 | 9 | 6:00 | 13.19 | 6:00 | 13.12
8 | 9 | 7:00 | 57.53 | 7:00 | 57.24
9 | 9 | 8:00 | 77.71 | 8:00 | 77.32
10 | 9 | 9:00 | 85.91 | 9:00 | 85.49
11 | 9 | 10:00 | 85.22 | 10:00 | 84.79
12 | 9 | 11:00 | 83.54 | 11:00 | 83.13
13 | 9 | 12:00 | 78.98 | 12:00 | 78.59
14 | 9 | 13:00 | 76.5 | 13:00 | 76.12
15 | 9 | 14:00 | 74.17 | 14:00 | 73.8
16 | 9 | 15:00 | 69.49 | 15:00 | 69.14
17 | 9 | 16:00 | 47.14 | 16:00 | 46.91
18 | 9 | 17:00 | 8.86 | 17:00 | 8.82
19 | 9 | 18:00 | 0 | 18:00 | 0
20 | 9 | 19:00 | 0 | 19:00 | 0
21 | 9 | 20:00 | 0 | 20:00 | 0
22 | 9 | 21:00 | 0 | 21:00 | 0
23 | 9 | 22:00 | 0 | 22:00 | 0
24 | 9 | 23:00 | 0 | 23:00 | 0
1 | 9 | 0:00 | 0 | 0:00 | 0
2 | 9 | 1:00 | 0 | 1:00 | 0
3 | 9 | 2:00 | 0 | 2:00 | 0
4 | 9 | 3:00 | 0 | 3:00 | 0
5 | 9 | 4:00 | 0 | 4:00 | 0
6 | 9 | 5:00 | 0 | 5:00 | 0
7 | 9 | 6:00 | 13.72 | 6:00 | 13.65
8 | 9 | 7:00 | 57.48 | 7:00 | 57.2
9 | 9 | 8:00 | 80.13 | 8:00 | 79.73
10 | 9 | 9:00 | 86.16 | 9:00 | 85.73
11 | 9 | 10:00 | 90.94 | 10:00 | 90.49
12 | 9 | 11:00 | 90.08 | 11:00 | 89.63
13 | 9 | 12:00 | 89.66 | 12:00 | 89.21
14 | 9 | 13:00 | 87.59 | 13:00 | 87.15
15 | 9 | 14:00 | 88.01 | 14:00 | 87.57
16 | 9 | 15:00 | 81.87 | 15:00 | 81.46
17 | 9 | 16:00 | 51.75 | 16:00 | 51.49
18 | 9 | 17:00 | 9.15 | 17:00 | 9.1
19 | 9 | 18:00 | 0 | 18:00 | 0
20 | 9 | 19:00 | 0 | 19:00 | 0
21 | 9 | 20:00 | 0 | 20:00 | 0
22 | 9 | 21:00 | 0 | 21:00 | 0
23 | 9 | 22:00 | 0 | 22:00 | 0
24 | 9 | 23:00 | 0 | 23:00 | 0
1 | 9 | 0:00 | 0 | 0:00 | 0
2 | 9 | 1:00 | 0 | 1:00 | 0
3 | 9 | 2:00 | 0 | 2:00 | 0
4 | 9 | 3:00 | 0 | 3:00 | 0
5 | 9 | 4:00 | 0 | 4:00 | 0
6 | 9 | 5:00 | 0 | 5:00 | 0
7 | 9 | 6:00 | 12.43 | 6:00 | 12.37
8 | 9 | 7:00 | 60.02 | 7:00 | 59.72
9 | 9 | 8:00 | 82.06 | 8:00 | 81.65
10 | 9 | 9:00 | 85.81 | 9:00 | 85.38
11 | 9 | 10:00 | 90.23 | 10:00 | 89.78
12 | 9 | 11:00 | 90.71 | 11:00 | 90.25
13 | 9 | 12:00 | 88.27 | 12:00 | 87.83
14 | 9 | 13:00 | 86.5 | 13:00 | 86.06
15 | 9 | 14:00 | 86.13 | 14:00 | 85.7
16 | 9 | 15:00 | 82.53 | 15:00 | 82.12
17 | 9 | 16:00 | 54.32 | 16:00 | 54.05
18 | 9 | 17:00 | 8.9 | 17:00 | 8.86
19 | 9 | 18:00 | 0 | 18:00 | 0
20 | 9 | 19:00 | 0 | 19:00 | 0
21 | 9 | 20:00 | 0 | 20:00 | 0
22 | 9 | 21:00 | 0 | 21:00 | 0
23 | 9 | 22:00 | 0 | 22:00 | 0
24 | 9 | 23:00 | 0 | 23:00 | 0
1 | 9 | 0:00 | 0 | 0:00 | 0
2 | 9 | 1:00 | 0 | 1:00 | 0
3 | 9 | 2:00 | 0 | 2:00 | 0
4 | 9 | 3:00 | 0 | 3:00 | 0
5 | 9 | 4:00 | 0 | 4:00 | 0
6 | 9 | 5:00 | 0 | 5:00 | 0
7 | 9 | 6:00 | 12.75 | 6:00 | 12.68
8 | 9 | 7:00 | 60.29 | 7:00 | 59.99
9 | 9 | 8:00 | 86.57 | 8:00 | 86.14
10 | 9 | 9:00 | 88.24 | 9:00 | 87.8
11 | 9 | 10:00 | 90.35 | 10:00 | 89.9
12 | 9 | 11:00 | 89.49 | 11:00 | 89.05
13 | 9 | 12:00 | 87.86 | 12:00 | 87.42
14 | 9 | 13:00 | 87.5 | 13:00 | 87.06
15 | 9 | 14:00 | 85.98 | 14:00 | 85.55
16 | 9 | 15:00 | 83.61 | 15:00 | 83.2
17 | 9 | 16:00 | 50.66 | 16:00 | 50.4
18 | 9 | 17:00 | 8.2 | 17:00 | 8.16
19 | 9 | 18:00 | 0 | 18:00 | 0
20 | 9 | 19:00 | 0 | 19:00 | 0
21 | 9 | 20:00 | 0 | 20:00 | 0
22 | 9 | 21:00 | 0 | 21:00 | 0
23 | 9 | 22:00 | 0 | 22:00 | 0
24 | 9 | 23:00 | 0 | 23:00 | 0
1 | 9 | 0:00 | 0 | 0:00 | 0
2 | 9 | 1:00 | 0 | 1:00 | 0
3 | 9 | 2:00 | 0 | 2:00 | 0
4 | 9 | 3:00 | 0 | 3:00 | 0
5 | 9 | 4:00 | 0 | 4:00 | 0
6 | 9 | 5:00 | 0 | 5:00 | 0
7 | 9 | 6:00 | 11.73 | 6:00 | 11.67
8 | 9 | 7:00 | 55.8 | 7:00 | 55.52
9 | 9 | 8:00 | 79 | 8:00 | 78.61
10 | 9 | 9:00 | 82.82 | 9:00 | 82.41
11 | 9 | 10:00 | 83.84 | 10:00 | 83.42
12 | 9 | 11:00 | 82.88 | 11:00 | 82.47
13 | 9 | 12:00 | 78.41 | 12:00 | 78.01
14 | 9 | 13:00 | 79.77 | 13:00 | 79.37
15 | 9 | 14:00 | 78.19 | 14:00 | 77.8
16 | 9 | 15:00 | 72.61 | 15:00 | 72.25
17 | 9 | 16:00 | 43.8 | 16:00 | 43.58
18 | 9 | 17:00 | 6.92 | 17:00 | 6.88
19 | 9 | 18:00 | 0 | 18:00 | 0
20 | 9 | 19:00 | 0 | 19:00 | 0
21 | 9 | 20:00 | 0 | 20:00 | 0
22 | 9 | 21:00 | 0 | 21:00 | 0
23 | 9 | 22:00 | 0 | 22:00 | 0
24 | 9 | 23:00 | 0 | 23:00 | 0
1 | 9 | 0:00 | 0 | 0:00 | 0
2 | 9 | 1:00 | 0 | 1:00 | 0
3 | 9 | 2:00 | 0 | 2:00 | 0
4 | 9 | 3:00 | 0 | 3:00 | 0
5 | 9 | 4:00 | 0 | 4:00 | 0
6 | 9 | 5:00 | 0 | 5:00 | 0
7 | 9 | 6:00 | 11.47 | 6:00 | 11.41
8 | 9 | 7:00 | 52.61 | 7:00 | 52.35
9 | 9 | 8:00 | 78.41 | 8:00 | 78.02
10 | 9 | 9:00 | 82.43 | 9:00 | 82.02
11 | 9 | 10:00 | 80.12 | 10:00 | 79.72
12 | 9 | 11:00 | 83.78 | 11:00 | 83.36
13 | 9 | 12:00 | 82.53 | 12:00 | 82.12
14 | 9 | 13:00 | 81.29 | 13:00 | 80.88
15 | 9 | 14:00 | 79.13 | 14:00 | 78.74
16 | 9 | 15:00 | 78.15 | 15:00 | 77.76
17 | 9 | 16:00 | 48.85 | 16:00 | 48.6
18 | 9 | 17:00 | 7.1 | 17:00 | 7.06
19 | 9 | 18:00 | 0 | 18:00 | 0
20 | 9 | 19:00 | 0 | 19:00 | 0
21 | 9 | 20:00 | 0 | 20:00 | 0
22 | 9 | 21:00 | 0 | 21:00 | 0
23 | 9 | 22:00 | 0 | 22:00 | 0
24 | 9 | 23:00 | 0 | 23:00 | 0
1 | 9 | 0:00 | 0 | 0:00 | 0
2 | 9 | 1:00 | 0 | 1:00 | 0
3 | 9 | 2:00 | 0 | 2:00 | 0
4 | 9 | 3:00 | 0 | 3:00 | 0
5 | 9 | 4:00 | 0 | 4:00 | 0
6 | 9 | 5:00 | 0 | 5:00 | 0
7 | 9 | 6:00 | 10.67 | 6:00 | 10.62
8 | 9 | 7:00 | 54.26 | 7:00 | 53.99
9 | 9 | 8:00 | 79.05 | 8:00 | 78.65
10 | 9 | 9:00 | 85.27 | 9:00 | 84.84
11 | 9 | 10:00 | 87.29 | 10:00 | 86.85
12 | 9 | 11:00 | 86.4 | 11:00 | 85.97
13 | 9 | 12:00 | 87.43 | 12:00 | 86.99
14 | 9 | 13:00 | 86.15 | 13:00 | 85.72
15 | 9 | 14:00 | 81.48 | 14:00 | 81.07
16 | 9 | 15:00 | 79.76 | 15:00 | 79.36
17 | 9 | 16:00 | 48.07 | 16:00 | 47.83
18 | 9 | 17:00 | 6.85 | 17:00 | 6.81
19 | 9 | 18:00 | 0 | 18:00 | 0
20 | 9 | 19:00 | 0 | 19:00 | 0
21 | 9 | 20:00 | 0 | 20:00 | 0
22 | 9 | 21:00 | 0 | 21:00 | 0
23 | 9 | 22:00 | 0 | 22:00 | 0
24 | 9 | 23:00 | 0 | 23:00 | 0
1 | 10 | 0:00 | 0 | 0:00 | 0
2 | 10 | 1:00 | 0 | 1:00 | 0
3 | 10 | 2:00 | 0 | 2:00 | 0
4 | 10 | 3:00 | 0 | 3:00 | 0
5 | 10 | 4:00 | 0 | 4:00 | 0
6 | 10 | 5:00 | 0 | 5:00 | 0
7 | 10 | 6:00 | 11.04 | 6:00 | 10.98
8 | 10 | 7:00 | 55.12 | 7:00 | 54.85
9 | 10 | 8:00 | 75.76 | 8:00 | 75.38
10 | 10 | 9:00 | 78.47 | 9:00 | 78.08
11 | 10 | 10:00 | 78.94 | 10:00 | 78.54
12 | 10 | 11:00 | 78.36 | 11:00 | 77.96
13 | 10 | 12:00 | 79.09 | 12:00 | 78.69
14 | 10 | 13:00 | 76.95 | 13:00 | 76.56
15 | 10 | 14:00 | 78.86 | 14:00 | 78.47
16 | 10 | 15:00 | 68.87 | 15:00 | 68.53
17 | 10 | 16:00 | 41.04 | 16:00 | 40.83
18 | 10 | 17:00 | 5.29 | 17:00 | 5.26
19 | 10 | 18:00 | 0 | 18:00 | 0
20 | 10 | 19:00 | 0 | 19:00 | 0
21 | 10 | 20:00 | 0 | 20:00 | 0
22 | 10 | 21:00 | 0 | 21:00 | 0
23 | 10 | 22:00 | 0 | 22:00 | 0
24 | 10 | 23:00 | 0 | 23:00 | 0
1 | 10 | 0:00 | 0 | 0:00 | 0
2 | 10 | 1:00 | 0 | 1:00 | 0
3 | 10 | 2:00 | 0 | 2:00 | 0
4 | 10 | 3:00 | 0 | 3:00 | 0
5 | 10 | 4:00 | 0 | 4:00 | 0
6 | 10 | 5:00 | 0 | 5:00 | 0
7 | 10 | 6:00 | 8.6 | 6:00 | 8.56
8 | 10 | 7:00 | 43.89 | 7:00 | 43.67
9 | 10 | 8:00 | 67.34 | 8:00 | 67
10 | 10 | 9:00 | 79.39 | 9:00 | 78.99
11 | 10 | 10:00 | 79.42 | 10:00 | 79.03
12 | 10 | 11:00 | 76.08 | 11:00 | 75.7
13 | 10 | 12:00 | 77.58 | 12:00 | 77.19
14 | 10 | 13:00 | 75.15 | 13:00 | 74.77
15 | 10 | 14:00 | 74.74 | 14:00 | 74.37
16 | 10 | 15:00 | 71.88 | 15:00 | 71.52
17 | 10 | 16:00 | 41.68 | 16:00 | 41.48
18 | 10 | 17:00 | 5.33 | 17:00 | 5.3
19 | 10 | 18:00 | 0 | 18:00 | 0
20 | 10 | 19:00 | 0 | 19:00 | 0
21 | 10 | 20:00 | 0 | 20:00 | 0
22 | 10 | 21:00 | 0 | 21:00 | 0
23 | 10 | 22:00 | 0 | 22:00 | 0
24 | 10 | 23:00 | 0 | 23:00 | 0
1 | 10 | 0:00 | 0 | 0:00 | 0
2 | 10 | 1:00 | 0 | 1:00 | 0
3 | 10 | 2:00 | 0 | 2:00 | 0
4 | 10 | 3:00 | 0 | 3:00 | 0
5 | 10 | 4:00 | 0 | 4:00 | 0
6 | 10 | 5:00 | 0 | 5:00 | 0
7 | 10 | 6:00 | 8.55 | 6:00 | 8.51
8 | 10 | 7:00 | 47.16 | 7:00 | 46.92
9 | 10 | 8:00 | 71.81 | 8:00 | 71.45
10 | 10 | 9:00 | 77.99 | 9:00 | 77.6
11 | 10 | 10:00 | 74.33 | 10:00 | 73.96
12 | 10 | 11:00 | 69.64 | 11:00 | 69.29
13 | 10 | 12:00 | 69.74 | 12:00 | 69.39
14 | 10 | 13:00 | 67.32 | 13:00 | 66.98
15 | 10 | 14:00 | 65.39 | 14:00 | 65.06
16 | 10 | 15:00 | 63.4 | 15:00 | 63.08
17 | 10 | 16:00 | 36.47 | 16:00 | 36.29
18 | 10 | 17:00 | 3.99 | 17:00 | 3.97
19 | 10 | 18:00 | 0 | 18:00 | 0
20 | 10 | 19:00 | 0 | 19:00 | 0
21 | 10 | 20:00 | 0 | 20:00 | 0
22 | 10 | 21:00 | 0 | 21:00 | 0
23 | 10 | 22:00 | 0 | 22:00 | 0
24 | 10 | 23:00 | 0 | 23:00 | 0
1 | 10 | 0:00 | 0 | 0:00 | 0
2 | 10 | 1:00 | 0 | 1:00 | 0
3 | 10 | 2:00 | 0 | 2:00 | 0
4 | 10 | 3:00 | 0 | 3:00 | 0
5 | 10 | 4:00 | 0 | 4:00 | 0
6 | 10 | 5:00 | 0 | 5:00 | 0
7 | 10 | 6:00 | 7.91 | 6:00 | 7.87
8 | 10 | 7:00 | 45.56 | 7:00 | 45.33
9 | 10 | 8:00 | 71.58 | 8:00 | 71.22
10 | 10 | 9:00 | 76.89 | 9:00 | 76.5
11 | 10 | 10:00 | 75.97 | 10:00 | 75.59
12 | 10 | 11:00 | 74.34 | 11:00 | 73.97
13 | 10 | 12:00 | 74.7 | 12:00 | 74.32
14 | 10 | 13:00 | 70.68 | 13:00 | 70.33
15 | 10 | 14:00 | 72.27 | 14:00 | 71.91
16 | 10 | 15:00 | 68.57 | 15:00 | 68.23
17 | 10 | 16:00 | 36.87 | 16:00 | 36.69
18 | 10 | 17:00 | 3.74 | 17:00 | 3.72
19 | 10 | 18:00 | 0 | 18:00 | 0
20 | 10 | 19:00 | 0 | 19:00 | 0
21 | 10 | 20:00 | 0 | 20:00 | 0
22 | 10 | 21:00 | 0 | 21:00 | 0
23 | 10 | 22:00 | 0 | 22:00 | 0
24 | 10 | 23:00 | 0 | 23:00 | 0
1 | 10 | 0:00 | 0 | 0:00 | 0
2 | 10 | 1:00 | 0 | 1:00 | 0
3 | 10 | 2:00 | 0 | 2:00 | 0
4 | 10 | 3:00 | 0 | 3:00 | 0
5 | 10 | 4:00 | 0 | 4:00 | 0
6 | 10 | 5:00 | 0 | 5:00 | 0
7 | 10 | 6:00 | 7.63 | 6:00 | 7.6
8 | 10 | 7:00 | 46.58 | 7:00 | 46.35
9 | 10 | 8:00 | 76.92 | 8:00 | 76.53
10 | 10 | 9:00 | 82.1 | 9:00 | 81.69
11 | 10 | 10:00 | 84.85 | 10:00 | 84.42
12 | 10 | 11:00 | 84.45 | 11:00 | 84.02
13 | 10 | 12:00 | 85.01 | 12:00 | 84.59
14 | 10 | 13:00 | 80.05 | 13:00 | 79.65
15 | 10 | 14:00 | 82.23 | 14:00 | 81.81
16 | 10 | 15:00 | 74.41 | 15:00 | 74.04
17 | 10 | 16:00 | 37.65 | 16:00 | 37.46
18 | 10 | 17:00 | 3.33 | 17:00 | 3.31
19 | 10 | 18:00 | 0 | 18:00 | 0
20 | 10 | 19:00 | 0 | 19:00 | 0
21 | 10 | 20:00 | 0 | 20:00 | 0
22 | 10 | 21:00 | 0 | 21:00 | 0
23 | 10 | 22:00 | 0 | 22:00 | 0
24 | 10 | 23:00 | 0 | 23:00 | 0
1 | 10 | 0:00 | 0 | 0:00 | 0
2 | 10 | 1:00 | 0 | 1:00 | 0
3 | 10 | 2:00 | 0 | 2:00 | 0
4 | 10 | 3:00 | 0 | 3:00 | 0
5 | 10 | 4:00 | 0 | 4:00 | 0
6 | 10 | 5:00 | 0 | 5:00 | 0
7 | 10 | 6:00 | 7.54 | 6:00 | 7.5
8 | 10 | 7:00 | 42.99 | 7:00 | 42.77
9 | 10 | 8:00 | 66.04 | 8:00 | 65.71
10 | 10 | 9:00 | 72.58 | 9:00 | 72.22
11 | 10 | 10:00 | 70.59 | 10:00 | 70.24
12 | 10 | 11:00 | 68.54 | 11:00 | 68.2
13 | 10 | 12:00 | 68.25 | 12:00 | 67.9
14 | 10 | 13:00 | 69.69 | 13:00 | 69.34
15 | 10 | 14:00 | 72.76 | 14:00 | 72.4
16 | 10 | 15:00 | 67.32 | 15:00 | 66.98
17 | 10 | 16:00 | 35.35 | 16:00 | 35.17
18 | 10 | 17:00 | 3.23 | 17:00 | 3.22
19 | 10 | 18:00 | 0 | 18:00 | 0
20 | 10 | 19:00 | 0 | 19:00 | 0
21 | 10 | 20:00 | 0 | 20:00 | 0
22 | 10 | 21:00 | 0 | 21:00 | 0
23 | 10 | 22:00 | 0 | 22:00 | 0
24 | 10 | 23:00 | 0 | 23:00 | 0
1 | 10 | 0:00 | 0 | 0:00 | 0
2 | 10 | 1:00 | 0 | 1:00 | 0
3 | 10 | 2:00 | 0 | 2:00 | 0
4 | 10 | 3:00 | 0 | 3:00 | 0
5 | 10 | 4:00 | 0 | 4:00 | 0
6 | 10 | 5:00 | 0 | 5:00 | 0
7 | 10 | 6:00 | 7.17 | 6:00 | 7.14
8 | 10 | 7:00 | 41.59 | 7:00 | 41.38
9 | 10 | 8:00 | 65.06 | 8:00 | 64.73
10 | 10 | 9:00 | 69.86 | 9:00 | 69.51
11 | 10 | 10:00 | 69.62 | 10:00 | 69.27
12 | 10 | 11:00 | 66.77 | 11:00 | 66.43
13 | 10 | 12:00 | 65.59 | 12:00 | 65.26
14 | 10 | 13:00 | 65.3 | 13:00 | 64.97
15 | 10 | 14:00 | 64.93 | 14:00 | 64.6
16 | 10 | 15:00 | 64.19 | 15:00 | 63.87
17 | 10 | 16:00 | 33.82 | 16:00 | 33.65
18 | 10 | 17:00 | 2.65 | 17:00 | 2.63
19 | 10 | 18:00 | 0 | 18:00 | 0
20 | 10 | 19:00 | 0 | 19:00 | 0
21 | 10 | 20:00 | 0 | 20:00 | 0
22 | 10 | 21:00 | 0 | 21:00 | 0
23 | 10 | 22:00 | 0 | 22:00 | 0
24 | 10 | 23:00 | 0 | 23:00 | 0
1 | 10 | 0:00 | 0 | 0:00 | 0
2 | 10 | 1:00 | 0 | 1:00 | 0
3 | 10 | 2:00 | 0 | 2:00 | 0
4 | 10 | 3:00 | 0 | 3:00 | 0
5 | 10 | 4:00 | 0 | 4:00 | 0
6 | 10 | 5:00 | 0 | 5:00 | 0
7 | 10 | 6:00 | 5.72 | 6:00 | 5.69
8 | 10 | 7:00 | 36.25 | 7:00 | 36.07
9 | 10 | 8:00 | 59.47 | 8:00 | 59.18
10 | 10 | 9:00 | 63.11 | 9:00 | 62.79
11 | 10 | 10:00 | 63.53 | 10:00 | 63.21
12 | 10 | 11:00 | 62.88 | 11:00 | 62.56
13 | 10 | 12:00 | 62.53 | 12:00 | 62.22
14 | 10 | 13:00 | 63.2 | 13:00 | 62.88
15 | 10 | 14:00 | 60.12 | 14:00 | 59.82
16 | 10 | 15:00 | 54.21 | 15:00 | 53.94
17 | 10 | 16:00 | 29.76 | 16:00 | 29.61
18 | 10 | 17:00 | 1.82 | 17:00 | 1.81
19 | 10 | 18:00 | 0 | 18:00 | 0
20 | 10 | 19:00 | 0 | 19:00 | 0
21 | 10 | 20:00 | 0 | 20:00 | 0
22 | 10 | 21:00 | 0 | 21:00 | 0
23 | 10 | 22:00 | 0 | 22:00 | 0
24 | 10 | 23:00 | 0 | 23:00 | 0
1 | 10 | 0:00 | 0 | 0:00 | 0
2 | 10 | 1:00 | 0 | 1:00 | 0
3 | 10 | 2:00 | 0 | 2:00 | 0
4 | 10 | 3:00 | 0 | 3:00 | 0
5 | 10 | 4:00 | 0 | 4:00 | 0
6 | 10 | 5:00 | 0 | 5:00 | 0
7 | 10 | 6:00 | 5.29 | 6:00 | 5.26
8 | 10 | 7:00 | 33.64 | 7:00 | 33.48
9 | 10 | 8:00 | 57.36 | 8:00 | 57.07
10 | 10 | 9:00 | 61.63 | 9:00 | 61.32
11 | 10 | 10:00 | 62.92 | 10:00 | 62.6
12 | 10 | 11:00 | 61.89 | 11:00 | 61.58
13 | 10 | 12:00 | 56.9 | 12:00 | 56.61
14 | 10 | 13:00 | 60.24 | 13:00 | 59.94
15 | 10 | 14:00 | 63.44 | 14:00 | 63.12
16 | 10 | 15:00 | 59.73 | 15:00 | 59.43
17 | 10 | 16:00 | 28.35 | 16:00 | 28.21
18 | 10 | 17:00 | 1.72 | 17:00 | 1.71
19 | 10 | 18:00 | 0 | 18:00 | 0
20 | 10 | 19:00 | 0 | 19:00 | 0
21 | 10 | 20:00 | 0 | 20:00 | 0
22 | 10 | 21:00 | 0 | 21:00 | 0
23 | 10 | 22:00 | 0 | 22:00 | 0
24 | 10 | 23:00 | 0 | 23:00 | 0
1 | 10 | 0:00 | 0 | 0:00 | 0
2 | 10 | 1:00 | 0 | 1:00 | 0
3 | 10 | 2:00 | 0 | 2:00 | 0
4 | 10 | 3:00 | 0 | 3:00 | 0
5 | 10 | 4:00 | 0 | 4:00 | 0
6 | 10 | 5:00 | 0 | 5:00 | 0
7 | 10 | 6:00 | 4.3 | 6:00 | 4.28
8 | 10 | 7:00 | 28.53 | 7:00 | 28.39
9 | 10 | 8:00 | 42.56 | 8:00 | 42.35
10 | 10 | 9:00 | 51.89 | 9:00 | 51.63
11 | 10 | 10:00 | 55.6 | 10:00 | 55.32
12 | 10 | 11:00 | 58.69 | 11:00 | 58.4
13 | 10 | 12:00 | 60.12 | 12:00 | 59.82
14 | 10 | 13:00 | 61.5 | 13:00 | 61.19
15 | 10 | 14:00 | 59.77 | 14:00 | 59.47
16 | 10 | 15:00 | 50.4 | 15:00 | 50.15
17 | 10 | 16:00 | 25.04 | 16:00 | 24.91
18 | 10 | 17:00 | 0.96 | 17:00 | 0.95
19 | 10 | 18:00 | 0 | 18:00 | 0
20 | 10 | 19:00 | 0 | 19:00 | 0
21 | 10 | 20:00 | 0 | 20:00 | 0
22 | 10 | 21:00 | 0 | 21:00 | 0
23 | 10 | 22:00 | 0 | 22:00 | 0
24 | 10 | 23:00 | 0 | 23:00 | 0
1 | 10 | 0:00 | 0 | 0:00 | 0
2 | 10 | 1:00 | 0 | 1:00 | 0
3 | 10 | 2:00 | 0 | 2:00 | 0
4 | 10 | 3:00 | 0 | 3:00 | 0
5 | 10 | 4:00 | 0 | 4:00 | 0
6 | 10 | 5:00 | 0 | 5:00 | 0
7 | 10 | 6:00 | 4.71 | 6:00 | 4.69
8 | 10 | 7:00 | 32.4 | 7:00 | 32.23
9 | 10 | 8:00 | 56.61 | 8:00 | 56.32
10 | 10 | 9:00 | 63.06 | 9:00 | 62.75
11 | 10 | 10:00 | 63.32 | 10:00 | 63
12 | 10 | 11:00 | 62.81 | 11:00 | 62.49
13 | 10 | 12:00 | 64.23 | 12:00 | 63.91
14 | 10 | 13:00 | 67.46 | 13:00 | 67.12
15 | 10 | 14:00 | 62.27 | 14:00 | 61.96
16 | 10 | 15:00 | 61.41 | 15:00 | 61.1
17 | 10 | 16:00 | 28.31 | 16:00 | 28.17
18 | 10 | 17:00 | 1.06 | 17:00 | 1.05
19 | 10 | 18:00 | 0 | 18:00 | 0
20 | 10 | 19:00 | 0 | 19:00 | 0
21 | 10 | 20:00 | 0 | 20:00 | 0
22 | 10 | 21:00 | 0 | 21:00 | 0
23 | 10 | 22:00 | 0 | 22:00 | 0
24 | 10 | 23:00 | 0 | 23:00 | 0
1 | 10 | 0:00 | 0 | 0:00 | 0
2 | 10 | 1:00 | 0 | 1:00 | 0
3 | 10 | 2:00 | 0 | 2:00 | 0
4 | 10 | 3:00 | 0 | 3:00 | 0
5 | 10 | 4:00 | 0 | 4:00 | 0
6 | 10 | 5:00 | 0 | 5:00 | 0
7 | 10 | 6:00 | 5.31 | 6:00 | 5.28
8 | 10 | 7:00 | 40.7 | 7:00 | 40.5
9 | 10 | 8:00 | 67.94 | 8:00 | 67.6
10 | 10 | 9:00 | 74.21 | 9:00 | 73.84
11 | 10 | 10:00 | 76.49 | 10:00 | 76.11
12 | 10 | 11:00 | 76.16 | 11:00 | 75.78
13 | 10 | 12:00 | 73.96 | 12:00 | 73.59
14 | 10 | 13:00 | 70.76 | 13:00 | 70.4
15 | 10 | 14:00 | 73.82 | 14:00 | 73.46
16 | 10 | 15:00 | 62.06 | 15:00 | 61.75
17 | 10 | 16:00 | 30.13 | 16:00 | 29.98
18 | 10 | 17:00 | 1.07 | 17:00 | 1.06
19 | 10 | 18:00 | 0 | 18:00 | 0
20 | 10 | 19:00 | 0 | 19:00 | 0
21 | 10 | 20:00 | 0 | 20:00 | 0
22 | 10 | 21:00 | 0 | 21:00 | 0
23 | 10 | 22:00 | 0 | 22:00 | 0
24 | 10 | 23:00 | 0 | 23:00 | 0
1 | 10 | 0:00 | 0 | 0:00 | 0
2 | 10 | 1:00 | 0 | 1:00 | 0
3 | 10 | 2:00 | 0 | 2:00 | 0
4 | 10 | 3:00 | 0 | 3:00 | 0
5 | 10 | 4:00 | 0 | 4:00 | 0
6 | 10 | 5:00 | 0 | 5:00 | 0
7 | 10 | 6:00 | 5.89 | 6:00 | 5.86
8 | 10 | 7:00 | 45.3 | 7:00 | 45.07
9 | 10 | 8:00 | 72.01 | 8:00 | 71.65
10 | 10 | 9:00 | 74.15 | 9:00 | 73.78
11 | 10 | 10:00 | 74.12 | 10:00 | 73.75
12 | 10 | 11:00 | 73.3 | 11:00 | 72.94
13 | 10 | 12:00 | 71.57 | 12:00 | 71.21
14 | 10 | 13:00 | 69.55 | 13:00 | 69.2
15 | 10 | 14:00 | 72.65 | 14:00 | 72.29
16 | 10 | 15:00 | 70.2 | 15:00 | 69.85
17 | 10 | 16:00 | 30.83 | 16:00 | 30.67
18 | 10 | 17:00 | 0.78 | 17:00 | 0.77
19 | 10 | 18:00 | 0 | 18:00 | 0
20 | 10 | 19:00 | 0 | 19:00 | 0
21 | 10 | 20:00 | 0 | 20:00 | 0
22 | 10 | 21:00 | 0 | 21:00 | 0
23 | 10 | 22:00 | 0 | 22:00 | 0
24 | 10 | 23:00 | 0 | 23:00 | 0
1 | 10 | 0:00 | 0 | 0:00 | 0
2 | 10 | 1:00 | 0 | 1:00 | 0
3 | 10 | 2:00 | 0 | 2:00 | 0
4 | 10 | 3:00 | 0 | 3:00 | 0
5 | 10 | 4:00 | 0 | 4:00 | 0
6 | 10 | 5:00 | 0 | 5:00 | 0
7 | 10 | 6:00 | 4.53 | 6:00 | 4.51
8 | 10 | 7:00 | 36.86 | 7:00 | 36.68
9 | 10 | 8:00 | 64.05 | 8:00 | 63.73
10 | 10 | 9:00 | 67.8 | 9:00 | 67.46
11 | 10 | 10:00 | 71.55 | 10:00 | 71.19
12 | 10 | 11:00 | 71.73 | 11:00 | 71.37
13 | 10 | 12:00 | 72.75 | 12:00 | 72.39
14 | 10 | 13:00 | 76.45 | 13:00 | 76.07
15 | 10 | 14:00 | 77.68 | 14:00 | 77.29
16 | 10 | 15:00 | 70.41 | 15:00 | 70.06
17 | 10 | 16:00 | 29.36 | 16:00 | 29.21
18 | 10 | 17:00 | 0.66 | 17:00 | 0.66
19 | 10 | 18:00 | 0 | 18:00 | 0
20 | 10 | 19:00 | 0 | 19:00 | 0
21 | 10 | 20:00 | 0 | 20:00 | 0
22 | 10 | 21:00 | 0 | 21:00 | 0
23 | 10 | 22:00 | 0 | 22:00 | 0
24 | 10 | 23:00 | 0 | 23:00 | 0
1 | 10 | 0:00 | 0 | 0:00 | 0
2 | 10 | 1:00 | 0 | 1:00 | 0
3 | 10 | 2:00 | 0 | 2:00 | 0
4 | 10 | 3:00 | 0 | 3:00 | 0
5 | 10 | 4:00 | 0 | 4:00 | 0
6 | 10 | 5:00 | 0 | 5:00 | 0
7 | 10 | 6:00 | 4.72 | 6:00 | 4.69
8 | 10 | 7:00 | 38.4 | 7:00 | 38.21
9 | 10 | 8:00 | 61.04 | 8:00 | 60.74
10 | 10 | 9:00 | 65.87 | 9:00 | 65.54
11 | 10 | 10:00 | 65.6 | 10:00 | 65.27
12 | 10 | 11:00 | 66.55 | 11:00 | 66.21
13 | 10 | 12:00 | 65.54 | 12:00 | 65.21
14 | 10 | 13:00 | 65.84 | 13:00 | 65.51
15 | 10 | 14:00 | 67.01 | 14:00 | 66.67
16 | 10 | 15:00 | 64.38 | 15:00 | 64.06
17 | 10 | 16:00 | 27.97 | 16:00 | 27.83
18 | 10 | 17:00 | 0.41 | 17:00 | 0.41
19 | 10 | 18:00 | 0 | 18:00 | 0
20 | 10 | 19:00 | 0 | 19:00 | 0
21 | 10 | 20:00 | 0 | 20:00 | 0
22 | 10 | 21:00 | 0 | 21:00 | 0
23 | 10 | 22:00 | 0 | 22:00 | 0
24 | 10 | 23:00 | 0 | 23:00 | 0
1 | 10 | 0:00 | 0 | 0:00 | 0
2 | 10 | 1:00 | 0 | 1:00 | 0
3 | 10 | 2:00 | 0 | 2:00 | 0
4 | 10 | 3:00 | 0 | 3:00 | 0
5 | 10 | 4:00 | 0 | 4:00 | 0
6 | 10 | 5:00 | 0 | 5:00 | 0
7 | 10 | 6:00 | 4.67 | 6:00 | 4.64
8 | 10 | 7:00 | 43.63 | 7:00 | 43.41
9 | 10 | 8:00 | 76.93 | 8:00 | 76.54
10 | 10 | 9:00 | 77.48 | 9:00 | 77.1
11 | 10 | 10:00 | 79.69 | 10:00 | 79.29
12 | 10 | 11:00 | 77.7 | 11:00 | 77.31
13 | 10 | 12:00 | 77.89 | 12:00 | 77.5
14 | 10 | 13:00 | 76.67 | 13:00 | 76.29
15 | 10 | 14:00 | 79.68 | 14:00 | 79.28
16 | 10 | 15:00 | 65.57 | 15:00 | 65.25
17 | 10 | 16:00 | 26.43 | 16:00 | 26.3
18 | 10 | 17:00 | 0.28 | 17:00 | 0.28
19 | 10 | 18:00 | 0 | 18:00 | 0
20 | 10 | 19:00 | 0 | 19:00 | 0
21 | 10 | 20:00 | 0 | 20:00 | 0
22 | 10 | 21:00 | 0 | 21:00 | 0
23 | 10 | 22:00 | 0 | 22:00 | 0
24 | 10 | 23:00 | 0 | 23:00 | 0
1 | 10 | 0:00 | 0 | 0:00 | 0
2 | 10 | 1:00 | 0 | 1:00 | 0
3 | 10 | 2:00 | 0 | 2:00 | 0
4 | 10 | 3:00 | 0 | 3:00 | 0
5 | 10 | 4:00 | 0 | 4:00 | 0
6 | 10 | 5:00 | 0 | 5:00 | 0
7 | 10 | 6:00 | 3.95 | 6:00 | 3.93
8 | 10 | 7:00 | 35.82 | 7:00 | 35.64
9 | 10 | 8:00 | 61.91 | 8:00 | 61.61
10 | 10 | 9:00 | 67.82 | 9:00 | 67.48
11 | 10 | 10:00 | 74.5 | 10:00 | 74.13
12 | 10 | 11:00 | 75.22 | 11:00 | 74.84
13 | 10 | 12:00 | 76.25 | 12:00 | 75.87
14 | 10 | 13:00 | 77.44 | 13:00 | 77.05
15 | 10 | 14:00 | 76.26 | 14:00 | 75.88
16 | 10 | 15:00 | 69.86 | 15:00 | 69.51
17 | 10 | 16:00 | 29.08 | 16:00 | 28.94
18 | 10 | 17:00 | 0.11 | 17:00 | 0.11
19 | 10 | 18:00 | 0 | 18:00 | 0
20 | 10 | 19:00 | 0 | 19:00 | 0
21 | 10 | 20:00 | 0 | 20:00 | 0
22 | 10 | 21:00 | 0 | 21:00 | 0
23 | 10 | 22:00 | 0 | 22:00 | 0
24 | 10 | 23:00 | 0 | 23:00 | 0
1 | 10 | 0:00 | 0 | 0:00 | 0
2 | 10 | 1:00 | 0 | 1:00 | 0
3 | 10 | 2:00 | 0 | 2:00 | 0
4 | 10 | 3:00 | 0 | 3:00 | 0
5 | 10 | 4:00 | 0 | 4:00 | 0
6 | 10 | 5:00 | 0 | 5:00 | 0
7 | 10 | 6:00 | 4.6 | 6:00 | 4.57
8 | 10 | 7:00 | 42.19 | 7:00 | 41.98
9 | 10 | 8:00 | 73.32 | 8:00 | 72.95
10 | 10 | 9:00 | 75.58 | 9:00 | 75.2
11 | 10 | 10:00 | 76.51 | 10:00 | 76.13
12 | 10 | 11:00 | 75.53 | 11:00 | 75.15
13 | 10 | 12:00 | 76.14 | 12:00 | 75.76
14 | 10 | 13:00 | 80.13 | 13:00 | 79.73
15 | 10 | 14:00 | 79.72 | 14:00 | 79.32
16 | 10 | 15:00 | 74.19 | 15:00 | 73.82
17 | 10 | 16:00 | 31.13 | 16:00 | 30.97
18 | 10 | 17:00 | 0 | 17:00 | 0
19 | 10 | 18:00 | 0 | 18:00 | 0
20 | 10 | 19:00 | 0 | 19:00 | 0
21 | 10 | 20:00 | 0 | 20:00 | 0
22 | 10 | 21:00 | 0 | 21:00 | 0
23 | 10 | 22:00 | 0 | 22:00 | 0
24 | 10 | 23:00 | 0 | 23:00 | 0
1 | 10 | 0:00 | 0 | 0:00 | 0
2 | 10 | 1:00 | 0 | 1:00 | 0
3 | 10 | 2:00 | 0 | 2:00 | 0
4 | 10 | 3:00 | 0 | 3:00 | 0
5 | 10 | 4:00 | 0 | 4:00 | 0
6 | 10 | 5:00 | 0 | 5:00 | 0
7 | 10 | 6:00 | 3.61 | 6:00 | 3.59
8 | 10 | 7:00 | 36.99 | 7:00 | 36.81
9 | 10 | 8:00 | 67.02 | 8:00 | 66.68
10 | 10 | 9:00 | 75.42 | 9:00 | 75.04
11 | 10 | 10:00 | 78.53 | 10:00 | 78.14
12 | 10 | 11:00 | 78.02 | 11:00 | 77.63
13 | 10 | 12:00 | 73.27 | 12:00 | 72.9
14 | 10 | 13:00 | 70.78 | 13:00 | 70.43
15 | 10 | 14:00 | 67.75 | 14:00 | 67.41
16 | 10 | 15:00 | 60.81 | 15:00 | 60.5
17 | 10 | 16:00 | 22.48 | 16:00 | 22.37
18 | 10 | 17:00 | 0 | 17:00 | 0
19 | 10 | 18:00 | 0 | 18:00 | 0
20 | 10 | 19:00 | 0 | 19:00 | 0
21 | 10 | 20:00 | 0 | 20:00 | 0
22 | 10 | 21:00 | 0 | 21:00 | 0
23 | 10 | 22:00 | 0 | 22:00 | 0
24 | 10 | 23:00 | 0 | 23:00 | 0
1 | 10 | 0:00 | 0 | 0:00 | 0
2 | 10 | 1:00 | 0 | 1:00 | 0
3 | 10 | 2:00 | 0 | 2:00 | 0
4 | 10 | 3:00 | 0 | 3:00 | 0
5 | 10 | 4:00 | 0 | 4:00 | 0
6 | 10 | 5:00 | 0 | 5:00 | 0
7 | 10 | 6:00 | 3.23 | 6:00 | 3.21
8 | 10 | 7:00 | 36.65 | 7:00 | 36.47
9 | 10 | 8:00 | 67.07 | 8:00 | 66.73
10 | 10 | 9:00 | 72.68 | 9:00 | 72.31
11 | 10 | 10:00 | 73.98 | 10:00 | 73.62
12 | 10 | 11:00 | 70.44 | 11:00 | 70.09
13 | 10 | 12:00 | 66.19 | 12:00 | 65.86
14 | 10 | 13:00 | 69.55 | 13:00 | 69.2
15 | 10 | 14:00 | 70.94 | 14:00 | 70.59
16 | 10 | 15:00 | 64.17 | 15:00 | 63.85
17 | 10 | 16:00 | 23.17 | 16:00 | 23.05
18 | 10 | 17:00 | 0 | 17:00 | 0
19 | 10 | 18:00 | 0 | 18:00 | 0
20 | 10 | 19:00 | 0 | 19:00 | 0
21 | 10 | 20:00 | 0 | 20:00 | 0
22 | 10 | 21:00 | 0 | 21:00 | 0
23 | 10 | 22:00 | 0 | 22:00 | 0
24 | 10 | 23:00 | 0 | 23:00 | 0
1 | 10 | 0:00 | 0 | 0:00 | 0
2 | 10 | 1:00 | 0 | 1:00 | 0
3 | 10 | 2:00 | 0 | 2:00 | 0
4 | 10 | 3:00 | 0 | 3:00 | 0
5 | 10 | 4:00 | 0 | 4:00 | 0
6 | 10 | 5:00 | 0 | 5:00 | 0
7 | 10 | 6:00 | 2.07 | 6:00 | 2.06
8 | 10 | 7:00 | 25.25 | 7:00 | 25.13
9 | 10 | 8:00 | 47.11 | 8:00 | 46.88
10 | 10 | 9:00 | 51.24 | 9:00 | 50.98
11 | 10 | 10:00 | 56.86 | 10:00 | 56.58
12 | 10 | 11:00 | 57.07 | 11:00 | 56.79
13 | 10 | 12:00 | 54.32 | 12:00 | 54.05
14 | 10 | 13:00 | 53.92 | 13:00 | 53.65
15 | 10 | 14:00 | 54.05 | 14:00 | 53.78
16 | 10 | 15:00 | 52.78 | 15:00 | 52.52
17 | 10 | 16:00 | 20.08 | 16:00 | 19.98
18 | 10 | 17:00 | 0 | 17:00 | 0
19 | 10 | 18:00 | 0 | 18:00 | 0
20 | 10 | 19:00 | 0 | 19:00 | 0
21 | 10 | 20:00 | 0 | 20:00 | 0
22 | 10 | 21:00 | 0 | 21:00 | 0
23 | 10 | 22:00 | 0 | 22:00 | 0
24 | 10 | 23:00 | 0 | 23:00 | 0
1 | 10 | 0:00 | 0 | 0:00 | 0
2 | 10 | 1:00 | 0 | 1:00 | 0
3 | 10 | 2:00 | 0 | 2:00 | 0
4 | 10 | 3:00 | 0 | 3:00 | 0
5 | 10 | 4:00 | 0 | 4:00 | 0
6 | 10 | 5:00 | 0 | 5:00 | 0
7 | 10 | 6:00 | 3.26 | 6:00 | 3.24
8 | 10 | 7:00 | 37.7 | 7:00 | 37.52
9 | 10 | 8:00 | 63.96 | 8:00 | 63.64
10 | 10 | 9:00 | 72.18 | 9:00 | 71.82
11 | 10 | 10:00 | 75.9 | 10:00 | 75.52
12 | 10 | 11:00 | 71 | 11:00 | 70.65
13 | 10 | 12:00 | 67.43 | 12:00 | 67.09
14 | 10 | 13:00 | 70.37 | 13:00 | 70.02
15 | 10 | 14:00 | 69.99 | 14:00 | 69.64
16 | 10 | 15:00 | 59.8 | 15:00 | 59.5
17 | 10 | 16:00 | 22.63 | 16:00 | 22.52
18 | 10 | 17:00 | 0 | 17:00 | 0
19 | 10 | 18:00 | 0 | 18:00 | 0
20 | 10 | 19:00 | 0 | 19:00 | 0
21 | 10 | 20:00 | 0 | 20:00 | 0
22 | 10 | 21:00 | 0 | 21:00 | 0
23 | 10 | 22:00 | 0 | 22:00 | 0
24 | 10 | 23:00 | 0 | 23:00 | 0
1 | 10 | 0:00 | 0 | 0:00 | 0
2 | 10 | 1:00 | 0 | 1:00 | 0
3 | 10 | 2:00 | 0 | 2:00 | 0
4 | 10 | 3:00 | 0 | 3:00 | 0
5 | 10 | 4:00 | 0 | 4:00 | 0
6 | 10 | 5:00 | 0 | 5:00 | 0
7 | 10 | 6:00 | 2.11 | 6:00 | 2.1
8 | 10 | 7:00 | 30.48 | 7:00 | 30.33
9 | 10 | 8:00 | 57.66 | 8:00 | 57.37
10 | 10 | 9:00 | 62.86 | 9:00 | 62.54
11 | 10 | 10:00 | 65.32 | 10:00 | 64.99
12 | 10 | 11:00 | 63.74 | 11:00 | 63.42
13 | 10 | 12:00 | 62.36 | 12:00 | 62.04
14 | 10 | 13:00 | 61.46 | 13:00 | 61.15
15 | 10 | 14:00 | 60.09 | 14:00 | 59.79
16 | 10 | 15:00 | 51.48 | 15:00 | 51.22
17 | 10 | 16:00 | 17.83 | 16:00 | 17.74
18 | 10 | 17:00 | 0 | 17:00 | 0
19 | 10 | 18:00 | 0 | 18:00 | 0
20 | 10 | 19:00 | 0 | 19:00 | 0
21 | 10 | 20:00 | 0 | 20:00 | 0
22 | 10 | 21:00 | 0 | 21:00 | 0
23 | 10 | 22:00 | 0 | 22:00 | 0
24 | 10 | 23:00 | 0 | 23:00 | 0
1 | 10 | 0:00 | 0 | 0:00 | 0
2 | 10 | 1:00 | 0 | 1:00 | 0
3 | 10 | 2:00 | 0 | 2:00 | 0
4 | 10 | 3:00 | 0 | 3:00 | 0
5 | 10 | 4:00 | 0 | 4:00 | 0
6 | 10 | 5:00 | 0 | 5:00 | 0
7 | 10 | 6:00 | 1.63 | 6:00 | 1.62
8 | 10 | 7:00 | 27.06 | 7:00 | 26.92
9 | 10 | 8:00 | 53.47 | 8:00 | 53.2
10 | 10 | 9:00 | 59.04 | 9:00 | 58.74
11 | 10 | 10:00 | 61.66 | 10:00 | 61.35
12 | 10 | 11:00 | 59.73 | 11:00 | 59.44
13 | 10 | 12:00 | 59.7 | 12:00 | 59.4
14 | 10 | 13:00 | 58.45 | 13:00 | 58.15
15 | 10 | 14:00 | 55.52 | 14:00 | 55.24
16 | 10 | 15:00 | 46.03 | 15:00 | 45.8
17 | 10 | 16:00 | 14.99 | 16:00 | 14.91
18 | 10 | 17:00 | 0 | 17:00 | 0
19 | 10 | 18:00 | 0 | 18:00 | 0
20 | 10 | 19:00 | 0 | 19:00 | 0
21 | 10 | 20:00 | 0 | 20:00 | 0
22 | 10 | 21:00 | 0 | 21:00 | 0
23 | 10 | 22:00 | 0 | 22:00 | 0
24 | 10 | 23:00 | 0 | 23:00 | 0
1 | 10 | 0:00 | 0 | 0:00 | 0
2 | 10 | 1:00 | 0 | 1:00 | 0
3 | 10 | 2:00 | 0 | 2:00 | 0
4 | 10 | 3:00 | 0 | 3:00 | 0
5 | 10 | 4:00 | 0 | 4:00 | 0
6 | 10 | 5:00 | 0 | 5:00 | 0
7 | 10 | 6:00 | 1.86 | 6:00 | 1.85
8 | 10 | 7:00 | 29.2 | 7:00 | 29.05
9 | 10 | 8:00 | 57.14 | 8:00 | 56.85
10 | 10 | 9:00 | 60.95 | 9:00 | 60.64
11 | 10 | 10:00 | 60.61 | 10:00 | 60.31
12 | 10 | 11:00 | 57.57 | 11:00 | 57.29
13 | 10 | 12:00 | 55.05 | 12:00 | 54.77
14 | 10 | 13:00 | 59.72 | 13:00 | 59.42
15 | 10 | 14:00 | 56.61 | 14:00 | 56.32
16 | 10 | 15:00 | 50.34 | 15:00 | 50.09
17 | 10 | 16:00 | 19.49 | 16:00 | 19.4
18 | 10 | 17:00 | 0 | 17:00 | 0
19 | 10 | 18:00 | 0 | 18:00 | 0
20 | 10 | 19:00 | 0 | 19:00 | 0
21 | 10 | 20:00 | 0 | 20:00 | 0
22 | 10 | 21:00 | 0 | 21:00 | 0
23 | 10 | 22:00 | 0 | 22:00 | 0
24 | 10 | 23:00 | 0 | 23:00 | 0
1 | 10 | 0:00 | 0 | 0:00 | 0
2 | 10 | 1:00 | 0 | 1:00 | 0
3 | 10 | 2:00 | 0 | 2:00 | 0
4 | 10 | 3:00 | 0 | 3:00 | 0
5 | 10 | 4:00 | 0 | 4:00 | 0
6 | 10 | 5:00 | 0 | 5:00 | 0
7 | 10 | 6:00 | 1.49 | 6:00 | 1.48
8 | 10 | 7:00 | 32.79 | 7:00 | 32.62
9 | 10 | 8:00 | 63.47 | 8:00 | 63.15
10 | 10 | 9:00 | 68.53 | 9:00 | 68.19
11 | 10 | 10:00 | 70.52 | 10:00 | 70.17
12 | 10 | 11:00 | 67.4 | 11:00 | 67.06
13 | 10 | 12:00 | 68.52 | 12:00 | 68.18
14 | 10 | 13:00 | 67.53 | 13:00 | 67.19
15 | 10 | 14:00 | 70.47 | 14:00 | 70.11
16 | 10 | 15:00 | 60.76 | 15:00 | 60.45
17 | 10 | 16:00 | 20.19 | 16:00 | 20.09
18 | 10 | 17:00 | 0 | 17:00 | 0
19 | 10 | 18:00 | 0 | 18:00 | 0
20 | 10 | 19:00 | 0 | 19:00 | 0
21 | 10 | 20:00 | 0 | 20:00 | 0
22 | 10 | 21:00 | 0 | 21:00 | 0
23 | 10 | 22:00 | 0 | 22:00 | 0
24 | 10 | 23:00 | 0 | 23:00 | 0
1 | 10 | 0:00 | 0 | 0:00 | 0
2 | 10 | 1:00 | 0 | 1:00 | 0
3 | 10 | 2:00 | 0 | 2:00 | 0
4 | 10 | 3:00 | 0 | 3:00 | 0
5 | 10 | 4:00 | 0 | 4:00 | 0
6 | 10 | 5:00 | 0 | 5:00 | 0
7 | 10 | 6:00 | 1.69 | 6:00 | 1.68
8 | 10 | 7:00 | 36.58 | 7:00 | 36.39
9 | 10 | 8:00 | 73.11 | 8:00 | 72.75
10 | 10 | 9:00 | 75.66 | 9:00 | 75.28
11 | 10 | 10:00 | 74.52 | 10:00 | 74.15
12 | 10 | 11:00 | 71.82 | 11:00 | 71.46
13 | 10 | 12:00 | 72.44 | 12:00 | 72.08
14 | 10 | 13:00 | 73.72 | 13:00 | 73.35
15 | 10 | 14:00 | 75.38 | 14:00 | 75
16 | 10 | 15:00 | 65.22 | 15:00 | 64.9
17 | 10 | 16:00 | 21.39 | 16:00 | 21.28
18 | 10 | 17:00 | 0 | 17:00 | 0
19 | 10 | 18:00 | 0 | 18:00 | 0
20 | 10 | 19:00 | 0 | 19:00 | 0
21 | 10 | 20:00 | 0 | 20:00 | 0
22 | 10 | 21:00 | 0 | 21:00 | 0
23 | 10 | 22:00 | 0 | 22:00 | 0
24 | 10 | 23:00 | 0 | 23:00 | 0
1 | 10 | 0:00 | 0 | 0:00 | 0
2 | 10 | 1:00 | 0 | 1:00 | 0
3 | 10 | 2:00 | 0 | 2:00 | 0
4 | 10 | 3:00 | 0 | 3:00 | 0
5 | 10 | 4:00 | 0 | 4:00 | 0
6 | 10 | 5:00 | 0 | 5:00 | 0
7 | 10 | 6:00 | 1.12 | 6:00 | 1.11
8 | 10 | 7:00 | 30.27 | 7:00 | 30.12
9 | 10 | 8:00 | 61.72 | 8:00 | 61.41
10 | 10 | 9:00 | 68.79 | 9:00 | 68.44
11 | 10 | 10:00 | 67.37 | 10:00 | 67.04
12 | 10 | 11:00 | 65.08 | 11:00 | 64.75
13 | 10 | 12:00 | 64.1 | 12:00 | 63.78
14 | 10 | 13:00 | 63.96 | 13:00 | 63.64
15 | 10 | 14:00 | 65.84 | 14:00 | 65.51
16 | 10 | 15:00 | 48.71 | 15:00 | 48.47
17 | 10 | 16:00 | 15.29 | 16:00 | 15.21
18 | 10 | 17:00 | 0 | 17:00 | 0
19 | 10 | 18:00 | 0 | 18:00 | 0
20 | 10 | 19:00 | 0 | 19:00 | 0
21 | 10 | 20:00 | 0 | 20:00 | 0
22 | 10 | 21:00 | 0 | 21:00 | 0
23 | 10 | 22:00 | 0 | 22:00 | 0
24 | 10 | 23:00 | 0 | 23:00 | 0
1 | 10 | 0:00 | 0 | 0:00 | 0
2 | 10 | 1:00 | 0 | 1:00 | 0
3 | 10 | 2:00 | 0 | 2:00 | 0
4 | 10 | 3:00 | 0 | 3:00 | 0
5 | 10 | 4:00 | 0 | 4:00 | 0
6 | 10 | 5:00 | 0 | 5:00 | 0
7 | 10 | 6:00 | 0.75 | 6:00 | 0.74
8 | 10 | 7:00 | 24.49 | 7:00 | 24.37
9 | 10 | 8:00 | 54.83 | 8:00 | 54.56
10 | 10 | 9:00 | 57.82 | 9:00 | 57.54
11 | 10 | 10:00 | 60.3 | 10:00 | 60
12 | 10 | 11:00 | 56.44 | 11:00 | 56.15
13 | 10 | 12:00 | 54.35 | 12:00 | 54.08
14 | 10 | 13:00 | 54.45 | 13:00 | 54.18
15 | 10 | 14:00 | 55.53 | 14:00 | 55.26
16 | 10 | 15:00 | 46.93 | 15:00 | 46.7
17 | 10 | 16:00 | 14.41 | 16:00 | 14.34
18 | 10 | 17:00 | 0 | 17:00 | 0
19 | 10 | 18:00 | 0 | 18:00 | 0
20 | 10 | 19:00 | 0 | 19:00 | 0
21 | 10 | 20:00 | 0 | 20:00 | 0
22 | 10 | 21:00 | 0 | 21:00 | 0
23 | 10 | 22:00 | 0 | 22:00 | 0
24 | 10 | 23:00 | 0 | 23:00 | 0
1 | 10 | 0:00 | 0 | 0:00 | 0
2 | 10 | 1:00 | 0 | 1:00 | 0
3 | 10 | 2:00 | 0 | 2:00 | 0
4 | 10 | 3:00 | 0 | 3:00 | 0
5 | 10 | 4:00 | 0 | 4:00 | 0
6 | 10 | 5:00 | 0 | 5:00 | 0
7 | 10 | 6:00 | 0.68 | 6:00 | 0.68
8 | 10 | 7:00 | 27.76 | 7:00 | 27.62
9 | 10 | 8:00 | 58.13 | 8:00 | 57.84
10 | 10 | 9:00 | 62.36 | 9:00 | 62.05
11 | 10 | 10:00 | 62.94 | 10:00 | 62.63
12 | 10 | 11:00 | 61.14 | 11:00 | 60.83
13 | 10 | 12:00 | 60.59 | 12:00 | 60.29
14 | 10 | 13:00 | 63.73 | 13:00 | 63.41
15 | 10 | 14:00 | 64.47 | 14:00 | 64.14
16 | 10 | 15:00 | 51.95 | 15:00 | 51.69
17 | 10 | 16:00 | 15.78 | 16:00 | 15.71
18 | 10 | 17:00 | 0 | 17:00 | 0
19 | 10 | 18:00 | 0 | 18:00 | 0
20 | 10 | 19:00 | 0 | 19:00 | 0
21 | 10 | 20:00 | 0 | 20:00 | 0
22 | 10 | 21:00 | 0 | 21:00 | 0
23 | 10 | 22:00 | 0 | 22:00 | 0
24 | 10 | 23:00 | 0 | 23:00 | 0
1 | 10 | 0:00 | 0 | 0:00 | 0
2 | 10 | 1:00 | 0 | 1:00 | 0
3 | 10 | 2:00 | 0 | 2:00 | 0
4 | 10 | 3:00 | 0 | 3:00 | 0
5 | 10 | 4:00 | 0 | 4:00 | 0
6 | 10 | 5:00 | 0 | 5:00 | 0
7 | 10 | 6:00 | 0.61 | 6:00 | 0.61
8 | 10 | 7:00 | 28.09 | 7:00 | 27.95
9 | 10 | 8:00 | 62.57 | 8:00 | 62.26
10 | 10 | 9:00 | 66.57 | 9:00 | 66.23
11 | 10 | 10:00 | 65.3 | 10:00 | 64.97
12 | 10 | 11:00 | 61.99 | 11:00 | 61.68
13 | 10 | 12:00 | 60.06 | 12:00 | 59.76
14 | 10 | 13:00 | 62.96 | 13:00 | 62.64
15 | 10 | 14:00 | 65.36 | 14:00 | 65.03
16 | 10 | 15:00 | 55.52 | 15:00 | 55.24
17 | 10 | 16:00 | 16.4 | 16:00 | 16.32
18 | 10 | 17:00 | 0 | 17:00 | 0
19 | 10 | 18:00 | 0 | 18:00 | 0
20 | 10 | 19:00 | 0 | 19:00 | 0
21 | 10 | 20:00 | 0 | 20:00 | 0
22 | 10 | 21:00 | 0 | 21:00 | 0
23 | 10 | 22:00 | 0 | 22:00 | 0
24 | 10 | 23:00 | 0 | 23:00 | 0
1 | 11 | 0:00 | 0 | 0:00 | 0
2 | 11 | 1:00 | 0 | 1:00 | 0
3 | 11 | 2:00 | 0 | 2:00 | 0
4 | 11 | 3:00 | 0 | 3:00 | 0
5 | 11 | 4:00 | 0 | 4:00 | 0
6 | 11 | 5:00 | 0 | 5:00 | 0
7 | 11 | 6:00 | 0.47 | 6:00 | 0.47
8 | 11 | 7:00 | 25.28 | 7:00 | 25.15
9 | 11 | 8:00 | 56.47 | 8:00 | 56.19
10 | 11 | 9:00 | 59.17 | 9:00 | 58.87
11 | 11 | 10:00 | 59.92 | 10:00 | 59.62
12 | 11 | 11:00 | 58.13 | 11:00 | 57.84
13 | 11 | 12:00 | 57.95 | 12:00 | 57.66
14 | 11 | 13:00 | 59.38 | 13:00 | 59.08
15 | 11 | 14:00 | 63.61 | 14:00 | 63.29
16 | 11 | 15:00 | 52.29 | 15:00 | 52.03
17 | 11 | 16:00 | 14.39 | 16:00 | 14.31
18 | 11 | 17:00 | 0 | 17:00 | 0
19 | 11 | 18:00 | 0 | 18:00 | 0
20 | 11 | 19:00 | 0 | 19:00 | 0
21 | 11 | 20:00 | 0 | 20:00 | 0
22 | 11 | 21:00 | 0 | 21:00 | 0
23 | 11 | 22:00 | 0 | 22:00 | 0
24 | 11 | 23:00 | 0 | 23:00 | 0
1 | 11 | 0:00 | 0 | 0:00 | 0
2 | 11 | 1:00 | 0 | 1:00 | 0
3 | 11 | 2:00 | 0 | 2:00 | 0
4 | 11 | 3:00 | 0 | 3:00 | 0
5 | 11 | 4:00 | 0 | 4:00 | 0
6 | 11 | 5:00 | 0 | 5:00 | 0
7 | 11 | 6:00 | 0.29 | 6:00 | 0.29
8 | 11 | 7:00 | 22.76 | 7:00 | 22.65
9 | 11 | 8:00 | 52.91 | 8:00 | 52.64
10 | 11 | 9:00 | 60.15 | 9:00 | 59.85
11 | 11 | 10:00 | 59.41 | 10:00 | 59.12
12 | 11 | 11:00 | 58.67 | 11:00 | 58.38
13 | 11 | 12:00 | 58.27 | 12:00 | 57.98
14 | 11 | 13:00 | 60.43 | 13:00 | 60.13
15 | 11 | 14:00 | 59.79 | 14:00 | 59.49
16 | 11 | 15:00 | 49.51 | 15:00 | 49.26
17 | 11 | 16:00 | 13.52 | 16:00 | 13.45
18 | 11 | 17:00 | 0 | 17:00 | 0
19 | 11 | 18:00 | 0 | 18:00 | 0
20 | 11 | 19:00 | 0 | 19:00 | 0
21 | 11 | 20:00 | 0 | 20:00 | 0
22 | 11 | 21:00 | 0 | 21:00 | 0
23 | 11 | 22:00 | 0 | 22:00 | 0
24 | 11 | 23:00 | 0 | 23:00 | 0
1 | 11 | 0:00 | 0 | 0:00 | 0
2 | 11 | 1:00 | 0 | 1:00 | 0
3 | 11 | 2:00 | 0 | 2:00 | 0
4 | 11 | 3:00 | 0 | 3:00 | 0
5 | 11 | 4:00 | 0 | 4:00 | 0
6 | 11 | 5:00 | 0 | 5:00 | 0
7 | 11 | 6:00 | 0.15 | 6:00 | 0.15
8 | 11 | 7:00 | 21.23 | 7:00 | 21.12
9 | 11 | 8:00 | 47.13 | 8:00 | 46.89
10 | 11 | 9:00 | 50.53 | 9:00 | 50.27
11 | 11 | 10:00 | 52.51 | 10:00 | 52.25
12 | 11 | 11:00 | 52.79 | 11:00 | 52.53
13 | 11 | 12:00 | 54.59 | 12:00 | 54.31
14 | 11 | 13:00 | 56.3 | 13:00 | 56.02
15 | 11 | 14:00 | 57.65 | 14:00 | 57.36
16 | 11 | 15:00 | 44.44 | 15:00 | 44.22
17 | 11 | 16:00 | 11.78 | 16:00 | 11.72
18 | 11 | 17:00 | 0 | 17:00 | 0
19 | 11 | 18:00 | 0 | 18:00 | 0
20 | 11 | 19:00 | 0 | 19:00 | 0
21 | 11 | 20:00 | 0 | 20:00 | 0
22 | 11 | 21:00 | 0 | 21:00 | 0
23 | 11 | 22:00 | 0 | 22:00 | 0
24 | 11 | 23:00 | 0 | 23:00 | 0
1 | 11 | 0:00 | 0 | 0:00 | 0
2 | 11 | 1:00 | 0 | 1:00 | 0
3 | 11 | 2:00 | 0 | 2:00 | 0
4 | 11 | 3:00 | 0 | 3:00 | 0
5 | 11 | 4:00 | 0 | 4:00 | 0
6 | 11 | 5:00 | 0 | 5:00 | 0
7 | 11 | 6:00 | 0 | 6:00 | 0
8 | 11 | 7:00 | 23.01 | 7:00 | 22.9
9 | 11 | 8:00 | 52.55 | 8:00 | 52.29
10 | 11 | 9:00 | 55.72 | 9:00 | 55.44
11 | 11 | 10:00 | 56.9 | 10:00 | 56.62
12 | 11 | 11:00 | 51.77 | 11:00 | 51.51
13 | 11 | 12:00 | 56.24 | 12:00 | 55.96
14 | 11 | 13:00 | 59.2 | 13:00 | 58.9
15 | 11 | 14:00 | 61.68 | 14:00 | 61.38
16 | 11 | 15:00 | 53.29 | 15:00 | 53.02
17 | 11 | 16:00 | 13.94 | 16:00 | 13.87
18 | 11 | 17:00 | 0 | 17:00 | 0
19 | 11 | 18:00 | 0 | 18:00 | 0
20 | 11 | 19:00 | 0 | 19:00 | 0
21 | 11 | 20:00 | 0 | 20:00 | 0
22 | 11 | 21:00 | 0 | 21:00 | 0
23 | 11 | 22:00 | 0 | 22:00 | 0
24 | 11 | 23:00 | 0 | 23:00 | 0
1 | 11 | 0:00 | 0 | 0:00 | 0
2 | 11 | 1:00 | 0 | 1:00 | 0
3 | 11 | 2:00 | 0 | 2:00 | 0
4 | 11 | 3:00 | 0 | 3:00 | 0
5 | 11 | 4:00 | 0 | 4:00 | 0
6 | 11 | 5:00 | 0 | 5:00 | 0
7 | 11 | 6:00 | 0 | 6:00 | 0
8 | 11 | 7:00 | 27.14 | 7:00 | 27
9 | 11 | 8:00 | 64.22 | 8:00 | 63.9
10 | 11 | 9:00 | 68.56 | 9:00 | 68.22
11 | 11 | 10:00 | 71.06 | 10:00 | 70.71
12 | 11 | 11:00 | 68.93 | 11:00 | 68.59
13 | 11 | 12:00 | 69.39 | 12:00 | 69.04
14 | 11 | 13:00 | 68.4 | 13:00 | 68.06
15 | 11 | 14:00 | 69.88 | 14:00 | 69.53
16 | 11 | 15:00 | 53.37 | 15:00 | 53.1
17 | 11 | 16:00 | 14.29 | 16:00 | 14.22
18 | 11 | 17:00 | 0 | 17:00 | 0
19 | 11 | 18:00 | 0 | 18:00 | 0
20 | 11 | 19:00 | 0 | 19:00 | 0
21 | 11 | 20:00 | 0 | 20:00 | 0
22 | 11 | 21:00 | 0 | 21:00 | 0
23 | 11 | 22:00 | 0 | 22:00 | 0
24 | 11 | 23:00 | 0 | 23:00 | 0
1 | 11 | 0:00 | 0 | 0:00 | 0
2 | 11 | 1:00 | 0 | 1:00 | 0
3 | 11 | 2:00 | 0 | 2:00 | 0
4 | 11 | 3:00 | 0 | 3:00 | 0
5 | 11 | 4:00 | 0 | 4:00 | 0
6 | 11 | 5:00 | 0 | 5:00 | 0
7 | 11 | 6:00 | 0 | 6:00 | 0
8 | 11 | 7:00 | 27.75 | 7:00 | 27.61
9 | 11 | 8:00 | 68.26 | 8:00 | 67.92
10 | 11 | 9:00 | 71.08 | 9:00 | 70.73
11 | 11 | 10:00 | 72.76 | 10:00 | 72.39
12 | 11 | 11:00 | 69.62 | 11:00 | 69.27
13 | 11 | 12:00 | 68.72 | 12:00 | 68.38
14 | 11 | 13:00 | 69.16 | 13:00 | 68.82
15 | 11 | 14:00 | 71.59 | 14:00 | 71.24
16 | 11 | 15:00 | 54.25 | 15:00 | 53.98
17 | 11 | 16:00 | 13.29 | 16:00 | 13.23
18 | 11 | 17:00 | 0 | 17:00 | 0
19 | 11 | 18:00 | 0 | 18:00 | 0
20 | 11 | 19:00 | 0 | 19:00 | 0
21 | 11 | 20:00 | 0 | 20:00 | 0
22 | 11 | 21:00 | 0 | 21:00 | 0
23 | 11 | 22:00 | 0 | 22:00 | 0
24 | 11 | 23:00 | 0 | 23:00 | 0
1 | 11 | 0:00 | 0 | 0:00 | 0
2 | 11 | 1:00 | 0 | 1:00 | 0
3 | 11 | 2:00 | 0 | 2:00 | 0
4 | 11 | 3:00 | 0 | 3:00 | 0
5 | 11 | 4:00 | 0 | 4:00 | 0
6 | 11 | 5:00 | 0 | 5:00 | 0
7 | 11 | 6:00 | 0 | 6:00 | 0
8 | 11 | 7:00 | 24.48 | 7:00 | 24.36
9 | 11 | 8:00 | 59.33 | 8:00 | 59.03
10 | 11 | 9:00 | 66.08 | 9:00 | 65.75
11 | 11 | 10:00 | 67.03 | 10:00 | 66.69
12 | 11 | 11:00 | 63.74 | 11:00 | 63.42
13 | 11 | 12:00 | 64.12 | 12:00 | 63.8
14 | 11 | 13:00 | 66.12 | 13:00 | 65.79
15 | 11 | 14:00 | 66.66 | 14:00 | 66.33
16 | 11 | 15:00 | 50.24 | 15:00 | 49.99
17 | 11 | 16:00 | 11.83 | 16:00 | 11.77
18 | 11 | 17:00 | 0 | 17:00 | 0
19 | 11 | 18:00 | 0 | 18:00 | 0
20 | 11 | 19:00 | 0 | 19:00 | 0
21 | 11 | 20:00 | 0 | 20:00 | 0
22 | 11 | 21:00 | 0 | 21:00 | 0
23 | 11 | 22:00 | 0 | 22:00 | 0
24 | 11 | 23:00 | 0 | 23:00 | 0
1 | 11 | 0:00 | 0 | 0:00 | 0
2 | 11 | 1:00 | 0 | 1:00 | 0
3 | 11 | 2:00 | 0 | 2:00 | 0
4 | 11 | 3:00 | 0 | 3:00 | 0
5 | 11 | 4:00 | 0 | 4:00 | 0
6 | 11 | 5:00 | 0 | 5:00 | 0
7 | 11 | 6:00 | 0 | 6:00 | 0
8 | 11 | 7:00 | 21.37 | 7:00 | 21.26
9 | 11 | 8:00 | 56.89 | 8:00 | 56.61
10 | 11 | 9:00 | 59.62 | 9:00 | 59.33
11 | 11 | 10:00 | 62.46 | 10:00 | 62.15
12 | 11 | 11:00 | 62.79 | 11:00 | 62.47
13 | 11 | 12:00 | 63.33 | 12:00 | 63.01
14 | 11 | 13:00 | 63.78 | 13:00 | 63.46
15 | 11 | 14:00 | 63.42 | 14:00 | 63.11
16 | 11 | 15:00 | 47.72 | 15:00 | 47.48
17 | 11 | 16:00 | 11.14 | 16:00 | 11.08
18 | 11 | 17:00 | 0 | 17:00 | 0
19 | 11 | 18:00 | 0 | 18:00 | 0
20 | 11 | 19:00 | 0 | 19:00 | 0
21 | 11 | 20:00 | 0 | 20:00 | 0
22 | 11 | 21:00 | 0 | 21:00 | 0
23 | 11 | 22:00 | 0 | 22:00 | 0
24 | 11 | 23:00 | 0 | 23:00 | 0
1 | 11 | 0:00 | 0 | 0:00 | 0
2 | 11 | 1:00 | 0 | 1:00 | 0
3 | 11 | 2:00 | 0 | 2:00 | 0
4 | 11 | 3:00 | 0 | 3:00 | 0
5 | 11 | 4:00 | 0 | 4:00 | 0
6 | 11 | 5:00 | 0 | 5:00 | 0
7 | 11 | 6:00 | 0 | 6:00 | 0
8 | 11 | 7:00 | 20.13 | 7:00 | 20.03
9 | 11 | 8:00 | 49.29 | 8:00 | 49.04
10 | 11 | 9:00 | 55.15 | 9:00 | 54.88
11 | 11 | 10:00 | 56.91 | 10:00 | 56.62
12 | 11 | 11:00 | 57.81 | 11:00 | 57.53
13 | 11 | 12:00 | 55.2 | 12:00 | 54.93
14 | 11 | 13:00 | 55.79 | 13:00 | 55.51
15 | 11 | 14:00 | 59.14 | 14:00 | 58.84
16 | 11 | 15:00 | 44.7 | 15:00 | 44.48
17 | 11 | 16:00 | 10.55 | 16:00 | 10.5
18 | 11 | 17:00 | 0 | 17:00 | 0
19 | 11 | 18:00 | 0 | 18:00 | 0
20 | 11 | 19:00 | 0 | 19:00 | 0
21 | 11 | 20:00 | 0 | 20:00 | 0
22 | 11 | 21:00 | 0 | 21:00 | 0
23 | 11 | 22:00 | 0 | 22:00 | 0
24 | 11 | 23:00 | 0 | 23:00 | 0
1 | 11 | 0:00 | 0 | 0:00 | 0
2 | 11 | 1:00 | 0 | 1:00 | 0
3 | 11 | 2:00 | 0 | 2:00 | 0
4 | 11 | 3:00 | 0 | 3:00 | 0
5 | 11 | 4:00 | 0 | 4:00 | 0
6 | 11 | 5:00 | 0 | 5:00 | 0
7 | 11 | 6:00 | 0 | 6:00 | 0
8 | 11 | 7:00 | 19.88 | 7:00 | 19.78
9 | 11 | 8:00 | 54.49 | 8:00 | 54.22
10 | 11 | 9:00 | 60.87 | 9:00 | 60.57
11 | 11 | 10:00 | 63.17 | 10:00 | 62.86
12 | 11 | 11:00 | 60.74 | 11:00 | 60.44
13 | 11 | 12:00 | 58.57 | 12:00 | 58.28
14 | 11 | 13:00 | 59.57 | 13:00 | 59.27
15 | 11 | 14:00 | 60.42 | 14:00 | 60.12
16 | 11 | 15:00 | 47.03 | 15:00 | 46.79
17 | 11 | 16:00 | 10.82 | 16:00 | 10.77
18 | 11 | 17:00 | 0 | 17:00 | 0
19 | 11 | 18:00 | 0 | 18:00 | 0
20 | 11 | 19:00 | 0 | 19:00 | 0
21 | 11 | 20:00 | 0 | 20:00 | 0
22 | 11 | 21:00 | 0 | 21:00 | 0
23 | 11 | 22:00 | 0 | 22:00 | 0
24 | 11 | 23:00 | 0 | 23:00 | 0
1 | 11 | 0:00 | 0 | 0:00 | 0
2 | 11 | 1:00 | 0 | 1:00 | 0
3 | 11 | 2:00 | 0 | 2:00 | 0
4 | 11 | 3:00 | 0 | 3:00 | 0
5 | 11 | 4:00 | 0 | 4:00 | 0
6 | 11 | 5:00 | 0 | 5:00 | 0
7 | 11 | 6:00 | 0 | 6:00 | 0
8 | 11 | 7:00 | 22.32 | 7:00 | 22.21
9 | 11 | 8:00 | 59.7 | 8:00 | 59.4
10 | 11 | 9:00 | 65.79 | 9:00 | 65.46
11 | 11 | 10:00 | 69.63 | 10:00 | 69.28
12 | 11 | 11:00 | 70.22 | 11:00 | 69.87
13 | 11 | 12:00 | 73.55 | 12:00 | 73.18
14 | 11 | 13:00 | 74 | 13:00 | 73.63
15 | 11 | 14:00 | 72.62 | 14:00 | 72.26
16 | 11 | 15:00 | 52.66 | 15:00 | 52.39
17 | 11 | 16:00 | 11.12 | 16:00 | 11.06
18 | 11 | 17:00 | 0 | 17:00 | 0
19 | 11 | 18:00 | 0 | 18:00 | 0
20 | 11 | 19:00 | 0 | 19:00 | 0
21 | 11 | 20:00 | 0 | 20:00 | 0
22 | 11 | 21:00 | 0 | 21:00 | 0
23 | 11 | 22:00 | 0 | 22:00 | 0
24 | 11 | 23:00 | 0 | 23:00 | 0
1 | 11 | 0:00 | 0 | 0:00 | 0
2 | 11 | 1:00 | 0 | 1:00 | 0
3 | 11 | 2:00 | 0 | 2:00 | 0
4 | 11 | 3:00 | 0 | 3:00 | 0
5 | 11 | 4:00 | 0 | 4:00 | 0
6 | 11 | 5:00 | 0 | 5:00 | 0
7 | 11 | 6:00 | 0 | 6:00 | 0
8 | 11 | 7:00 | 17.71 | 7:00 | 17.62
9 | 11 | 8:00 | 49.72 | 8:00 | 49.47
10 | 11 | 9:00 | 58.47 | 9:00 | 58.18
11 | 11 | 10:00 | 59.83 | 10:00 | 59.53
12 | 11 | 11:00 | 59.83 | 11:00 | 59.53
13 | 11 | 12:00 | 61.94 | 12:00 | 61.63
14 | 11 | 13:00 | 62.12 | 13:00 | 61.81
15 | 11 | 14:00 | 59.17 | 14:00 | 58.88
16 | 11 | 15:00 | 41.11 | 15:00 | 40.9
17 | 11 | 16:00 | 8.65 | 16:00 | 8.61
18 | 11 | 17:00 | 0 | 17:00 | 0
19 | 11 | 18:00 | 0 | 18:00 | 0
20 | 11 | 19:00 | 0 | 19:00 | 0
21 | 11 | 20:00 | 0 | 20:00 | 0
22 | 11 | 21:00 | 0 | 21:00 | 0
23 | 11 | 22:00 | 0 | 22:00 | 0
24 | 11 | 23:00 | 0 | 23:00 | 0
1 | 11 | 0:00 | 0 | 0:00 | 0
2 | 11 | 1:00 | 0 | 1:00 | 0
3 | 11 | 2:00 | 0 | 2:00 | 0
4 | 11 | 3:00 | 0 | 3:00 | 0
5 | 11 | 4:00 | 0 | 4:00 | 0
6 | 11 | 5:00 | 0 | 5:00 | 0
7 | 11 | 6:00 | 0 | 6:00 | 0
8 | 11 | 7:00 | 17.45 | 7:00 | 17.37
9 | 11 | 8:00 | 49.63 | 8:00 | 49.38
10 | 11 | 9:00 | 57.65 | 9:00 | 57.36
11 | 11 | 10:00 | 55.9 | 10:00 | 55.62
12 | 11 | 11:00 | 51.46 | 11:00 | 51.2
13 | 11 | 12:00 | 49.29 | 12:00 | 49.04
14 | 11 | 13:00 | 48.18 | 13:00 | 47.94
15 | 11 | 14:00 | 44.98 | 14:00 | 44.75
16 | 11 | 15:00 | 37.73 | 15:00 | 37.54
17 | 11 | 16:00 | 8.59 | 16:00 | 8.55
18 | 11 | 17:00 | 0 | 17:00 | 0
19 | 11 | 18:00 | 0 | 18:00 | 0
20 | 11 | 19:00 | 0 | 19:00 | 0
21 | 11 | 20:00 | 0 | 20:00 | 0
22 | 11 | 21:00 | 0 | 21:00 | 0
23 | 11 | 22:00 | 0 | 22:00 | 0
24 | 11 | 23:00 | 0 | 23:00 | 0
1 | 11 | 0:00 | 0 | 0:00 | 0
2 | 11 | 1:00 | 0 | 1:00 | 0
3 | 11 | 2:00 | 0 | 2:00 | 0
4 | 11 | 3:00 | 0 | 3:00 | 0
5 | 11 | 4:00 | 0 | 4:00 | 0
6 | 11 | 5:00 | 0 | 5:00 | 0
7 | 11 | 6:00 | 0 | 6:00 | 0
8 | 11 | 7:00 | 15.47 | 7:00 | 15.39
9 | 11 | 8:00 | 42.74 | 8:00 | 42.53
10 | 11 | 9:00 | 51.01 | 9:00 | 50.76
11 | 11 | 10:00 | 51.12 | 10:00 | 50.86
12 | 11 | 11:00 | 50.68 | 11:00 | 50.42
13 | 11 | 12:00 | 51.07 | 12:00 | 50.81
14 | 11 | 13:00 | 52.83 | 13:00 | 52.57
15 | 11 | 14:00 | 53.57 | 14:00 | 53.3
16 | 11 | 15:00 | 39.73 | 15:00 | 39.53
17 | 11 | 16:00 | 8.6 | 16:00 | 8.56
18 | 11 | 17:00 | 0 | 17:00 | 0
19 | 11 | 18:00 | 0 | 18:00 | 0
20 | 11 | 19:00 | 0 | 19:00 | 0
21 | 11 | 20:00 | 0 | 20:00 | 0
22 | 11 | 21:00 | 0 | 21:00 | 0
23 | 11 | 22:00 | 0 | 22:00 | 0
24 | 11 | 23:00 | 0 | 23:00 | 0
1 | 11 | 0:00 | 0 | 0:00 | 0
2 | 11 | 1:00 | 0 | 1:00 | 0
3 | 11 | 2:00 | 0 | 2:00 | 0
4 | 11 | 3:00 | 0 | 3:00 | 0
5 | 11 | 4:00 | 0 | 4:00 | 0
6 | 11 | 5:00 | 0 | 5:00 | 0
7 | 11 | 6:00 | 0 | 6:00 | 0
8 | 11 | 7:00 | 18.78 | 7:00 | 18.69
9 | 11 | 8:00 | 58.31 | 8:00 | 58.02
10 | 11 | 9:00 | 68.42 | 9:00 | 68.08
11 | 11 | 10:00 | 66.47 | 10:00 | 66.14
12 | 11 | 11:00 | 60.52 | 11:00 | 60.22
13 | 11 | 12:00 | 61.27 | 12:00 | 60.97
14 | 11 | 13:00 | 65.91 | 13:00 | 65.58
15 | 11 | 14:00 | 65.21 | 14:00 | 64.88
16 | 11 | 15:00 | 48.13 | 15:00 | 47.89
17 | 11 | 16:00 | 10.04 | 16:00 | 9.99
18 | 11 | 17:00 | 0 | 17:00 | 0
19 | 11 | 18:00 | 0 | 18:00 | 0
20 | 11 | 19:00 | 0 | 19:00 | 0
21 | 11 | 20:00 | 0 | 20:00 | 0
22 | 11 | 21:00 | 0 | 21:00 | 0
23 | 11 | 22:00 | 0 | 22:00 | 0
24 | 11 | 23:00 | 0 | 23:00 | 0
1 | 11 | 0:00 | 0 | 0:00 | 0
2 | 11 | 1:00 | 0 | 1:00 | 0
3 | 11 | 2:00 | 0 | 2:00 | 0
4 | 11 | 3:00 | 0 | 3:00 | 0
5 | 11 | 4:00 | 0 | 4:00 | 0
6 | 11 | 5:00 | 0 | 5:00 | 0
7 | 11 | 6:00 | 0 | 6:00 | 0
8 | 11 | 7:00 | 15.84 | 7:00 | 15.76
9 | 11 | 8:00 | 50.16 | 8:00 | 49.91
10 | 11 | 9:00 | 56.49 | 9:00 | 56.21
11 | 11 | 10:00 | 57.15 | 10:00 | 56.86
12 | 11 | 11:00 | 55 | 11:00 | 54.73
13 | 11 | 12:00 | 54.26 | 12:00 | 53.99
14 | 11 | 13:00 | 55.38 | 13:00 | 55.11
15 | 11 | 14:00 | 55.31 | 14:00 | 55.03
16 | 11 | 15:00 | 43.06 | 15:00 | 42.85
17 | 11 | 16:00 | 8.38 | 16:00 | 8.34
18 | 11 | 17:00 | 0 | 17:00 | 0
19 | 11 | 18:00 | 0 | 18:00 | 0
20 | 11 | 19:00 | 0 | 19:00 | 0
21 | 11 | 20:00 | 0 | 20:00 | 0
22 | 11 | 21:00 | 0 | 21:00 | 0
23 | 11 | 22:00 | 0 | 22:00 | 0
24 | 11 | 23:00 | 0 | 23:00 | 0
1 | 11 | 0:00 | 0 | 0:00 | 0
2 | 11 | 1:00 | 0 | 1:00 | 0
3 | 11 | 2:00 | 0 | 2:00 | 0
4 | 11 | 3:00 | 0 | 3:00 | 0
5 | 11 | 4:00 | 0 | 4:00 | 0
6 | 11 | 5:00 | 0 | 5:00 | 0
7 | 11 | 6:00 | 0 | 6:00 | 0
8 | 11 | 7:00 | 15.83 | 7:00 | 15.75
9 | 11 | 8:00 | 50.67 | 8:00 | 50.42
10 | 11 | 9:00 | 59.25 | 9:00 | 58.96
11 | 11 | 10:00 | 52.87 | 10:00 | 52.6
12 | 11 | 11:00 | 53.6 | 11:00 | 53.33
13 | 11 | 12:00 | 57.41 | 12:00 | 57.13
14 | 11 | 13:00 | 61.02 | 13:00 | 60.71
15 | 11 | 14:00 | 61.06 | 14:00 | 60.76
16 | 11 | 15:00 | 45.93 | 15:00 | 45.7
17 | 11 | 16:00 | 9.49 | 16:00 | 9.44
18 | 11 | 17:00 | 0 | 17:00 | 0
19 | 11 | 18:00 | 0 | 18:00 | 0
20 | 11 | 19:00 | 0 | 19:00 | 0
21 | 11 | 20:00 | 0 | 20:00 | 0
22 | 11 | 21:00 | 0 | 21:00 | 0
23 | 11 | 22:00 | 0 | 22:00 | 0
24 | 11 | 23:00 | 0 | 23:00 | 0
1 | 11 | 0:00 | 0 | 0:00 | 0
2 | 11 | 1:00 | 0 | 1:00 | 0
3 | 11 | 2:00 | 0 | 2:00 | 0
4 | 11 | 3:00 | 0 | 3:00 | 0
5 | 11 | 4:00 | 0 | 4:00 | 0
6 | 11 | 5:00 | 0 | 5:00 | 0
7 | 11 | 6:00 | 0 | 6:00 | 0
8 | 11 | 7:00 | 17.62 | 7:00 | 17.53
9 | 11 | 8:00 | 57.64 | 8:00 | 57.35
10 | 11 | 9:00 | 66.67 | 9:00 | 66.33
11 | 11 | 10:00 | 65.44 | 10:00 | 65.12
12 | 11 | 11:00 | 62.92 | 11:00 | 62.61
13 | 11 | 12:00 | 62.7 | 12:00 | 62.39
14 | 11 | 13:00 | 70.53 | 13:00 | 70.18
15 | 11 | 14:00 | 71.03 | 14:00 | 70.67
16 | 11 | 15:00 | 51.49 | 15:00 | 51.23
17 | 11 | 16:00 | 10 | 16:00 | 9.95
18 | 11 | 17:00 | 0 | 17:00 | 0
19 | 11 | 18:00 | 0 | 18:00 | 0
20 | 11 | 19:00 | 0 | 19:00 | 0
21 | 11 | 20:00 | 0 | 20:00 | 0
22 | 11 | 21:00 | 0 | 21:00 | 0
23 | 11 | 22:00 | 0 | 22:00 | 0
24 | 11 | 23:00 | 0 | 23:00 | 0
1 | 11 | 0:00 | 0 | 0:00 | 0
2 | 11 | 1:00 | 0 | 1:00 | 0
3 | 11 | 2:00 | 0 | 2:00 | 0
4 | 11 | 3:00 | 0 | 3:00 | 0
5 | 11 | 4:00 | 0 | 4:00 | 0
6 | 11 | 5:00 | 0 | 5:00 | 0
7 | 11 | 6:00 | 0 | 6:00 | 0
8 | 11 | 7:00 | 14.79 | 7:00 | 14.71
9 | 11 | 8:00 | 46.35 | 8:00 | 46.12
10 | 11 | 9:00 | 54.28 | 9:00 | 54.01
11 | 11 | 10:00 | 53.6 | 10:00 | 53.33
12 | 11 | 11:00 | 54.38 | 11:00 | 54.11
13 | 11 | 12:00 | 55.15 | 12:00 | 54.87
14 | 11 | 13:00 | 57.95 | 13:00 | 57.66
15 | 11 | 14:00 | 63.13 | 14:00 | 62.82
16 | 11 | 15:00 | 45.42 | 15:00 | 45.19
17 | 11 | 16:00 | 8.05 | 16:00 | 8.01
18 | 11 | 17:00 | 0 | 17:00 | 0
19 | 11 | 18:00 | 0 | 18:00 | 0
20 | 11 | 19:00 | 0 | 19:00 | 0
21 | 11 | 20:00 | 0 | 20:00 | 0
22 | 11 | 21:00 | 0 | 21:00 | 0
23 | 11 | 22:00 | 0 | 22:00 | 0
24 | 11 | 23:00 | 0 | 23:00 | 0
1 | 11 | 0:00 | 0 | 0:00 | 0
2 | 11 | 1:00 | 0 | 1:00 | 0
3 | 11 | 2:00 | 0 | 2:00 | 0
4 | 11 | 3:00 | 0 | 3:00 | 0
5 | 11 | 4:00 | 0 | 4:00 | 0
6 | 11 | 5:00 | 0 | 5:00 | 0
7 | 11 | 6:00 | 0 | 6:00 | 0
8 | 11 | 7:00 | 12.52 | 7:00 | 12.46
9 | 11 | 8:00 | 39.34 | 8:00 | 39.14
10 | 11 | 9:00 | 47.61 | 9:00 | 47.38
11 | 11 | 10:00 | 53.66 | 10:00 | 53.39
12 | 11 | 11:00 | 52.2 | 11:00 | 51.94
13 | 11 | 12:00 | 47.79 | 12:00 | 47.55
14 | 11 | 13:00 | 49.86 | 13:00 | 49.61
15 | 11 | 14:00 | 55.31 | 14:00 | 55.03
16 | 11 | 15:00 | 42.9 | 15:00 | 42.69
17 | 11 | 16:00 | 8.33 | 16:00 | 8.29
18 | 11 | 17:00 | 0 | 17:00 | 0
19 | 11 | 18:00 | 0 | 18:00 | 0
20 | 11 | 19:00 | 0 | 19:00 | 0
21 | 11 | 20:00 | 0 | 20:00 | 0
22 | 11 | 21:00 | 0 | 21:00 | 0
23 | 11 | 22:00 | 0 | 22:00 | 0
24 | 11 | 23:00 | 0 | 23:00 | 0
1 | 11 | 0:00 | 0 | 0:00 | 0
2 | 11 | 1:00 | 0 | 1:00 | 0
3 | 11 | 2:00 | 0 | 2:00 | 0
4 | 11 | 3:00 | 0 | 3:00 | 0
5 | 11 | 4:00 | 0 | 4:00 | 0
6 | 11 | 5:00 | 0 | 5:00 | 0
7 | 11 | 6:00 | 0 | 6:00 | 0
8 | 11 | 7:00 | 9.38 | 7:00 | 9.34
9 | 11 | 8:00 | 30.52 | 8:00 | 30.37
10 | 11 | 9:00 | 38.87 | 9:00 | 38.68
11 | 11 | 10:00 | 39.67 | 10:00 | 39.48
12 | 11 | 11:00 | 38.29 | 11:00 | 38.1
13 | 11 | 12:00 | 37.3 | 12:00 | 37.11
14 | 11 | 13:00 | 39.77 | 13:00 | 39.57
15 | 11 | 14:00 | 43.56 | 14:00 | 43.34
16 | 11 | 15:00 | 33.07 | 15:00 | 32.91
17 | 11 | 16:00 | 6.13 | 16:00 | 6.1
18 | 11 | 17:00 | 0 | 17:00 | 0
19 | 11 | 18:00 | 0 | 18:00 | 0
20 | 11 | 19:00 | 0 | 19:00 | 0
21 | 11 | 20:00 | 0 | 20:00 | 0
22 | 11 | 21:00 | 0 | 21:00 | 0
23 | 11 | 22:00 | 0 | 22:00 | 0
24 | 11 | 23:00 | 0 | 23:00 | 0
1 | 11 | 0:00 | 0 | 0:00 | 0
2 | 11 | 1:00 | 0 | 1:00 | 0
3 | 11 | 2:00 | 0 | 2:00 | 0
4 | 11 | 3:00 | 0 | 3:00 | 0
5 | 11 | 4:00 | 0 | 4:00 | 0
6 | 11 | 5:00 | 0 | 5:00 | 0
7 | 11 | 6:00 | 0 | 6:00 | 0
8 | 11 | 7:00 | 11.69 | 7:00 | 11.63
9 | 11 | 8:00 | 44.96 | 8:00 | 44.74
10 | 11 | 9:00 | 57.34 | 9:00 | 57.05
11 | 11 | 10:00 | 55.47 | 10:00 | 55.19
12 | 11 | 11:00 | 53.07 | 11:00 | 52.81
13 | 11 | 12:00 | 52.45 | 12:00 | 52.19
14 | 11 | 13:00 | 51.37 | 13:00 | 51.11
15 | 11 | 14:00 | 52.6 | 14:00 | 52.34
16 | 11 | 15:00 | 34.92 | 15:00 | 34.74
17 | 11 | 16:00 | 6.92 | 16:00 | 6.89
18 | 11 | 17:00 | 0 | 17:00 | 0
19 | 11 | 18:00 | 0 | 18:00 | 0
20 | 11 | 19:00 | 0 | 19:00 | 0
21 | 11 | 20:00 | 0 | 20:00 | 0
22 | 11 | 21:00 | 0 | 21:00 | 0
23 | 11 | 22:00 | 0 | 22:00 | 0
24 | 11 | 23:00 | 0 | 23:00 | 0
1 | 11 | 0:00 | 0 | 0:00 | 0
2 | 11 | 1:00 | 0 | 1:00 | 0
3 | 11 | 2:00 | 0 | 2:00 | 0
4 | 11 | 3:00 | 0 | 3:00 | 0
5 | 11 | 4:00 | 0 | 4:00 | 0
6 | 11 | 5:00 | 0 | 5:00 | 0
7 | 11 | 6:00 | 0 | 6:00 | 0
8 | 11 | 7:00 | 12.01 | 7:00 | 11.95
9 | 11 | 8:00 | 43.17 | 8:00 | 42.96
10 | 11 | 9:00 | 54.83 | 9:00 | 54.55
11 | 11 | 10:00 | 51.08 | 10:00 | 50.82
12 | 11 | 11:00 | 48.31 | 11:00 | 48.07
13 | 11 | 12:00 | 45.4 | 12:00 | 45.17
14 | 11 | 13:00 | 48.27 | 13:00 | 48.03
15 | 11 | 14:00 | 51.82 | 14:00 | 51.56
16 | 11 | 15:00 | 38.43 | 15:00 | 38.24
17 | 11 | 16:00 | 7.06 | 16:00 | 7.02
18 | 11 | 17:00 | 0 | 17:00 | 0
19 | 11 | 18:00 | 0 | 18:00 | 0
20 | 11 | 19:00 | 0 | 19:00 | 0
21 | 11 | 20:00 | 0 | 20:00 | 0
22 | 11 | 21:00 | 0 | 21:00 | 0
23 | 11 | 22:00 | 0 | 22:00 | 0
24 | 11 | 23:00 | 0 | 23:00 | 0
1 | 11 | 0:00 | 0 | 0:00 | 0
2 | 11 | 1:00 | 0 | 1:00 | 0
3 | 11 | 2:00 | 0 | 2:00 | 0
4 | 11 | 3:00 | 0 | 3:00 | 0
5 | 11 | 4:00 | 0 | 4:00 | 0
6 | 11 | 5:00 | 0 | 5:00 | 0
7 | 11 | 6:00 | 0 | 6:00 | 0
8 | 11 | 7:00 | 9.85 | 7:00 | 9.8
9 | 11 | 8:00 | 31.7 | 8:00 | 31.54
10 | 11 | 9:00 | 42.22 | 9:00 | 42.01
11 | 11 | 10:00 | 45.22 | 10:00 | 44.99
12 | 11 | 11:00 | 45.01 | 11:00 | 44.78
13 | 11 | 12:00 | 47.97 | 12:00 | 47.73
14 | 11 | 13:00 | 49.6 | 13:00 | 49.35
15 | 11 | 14:00 | 48.47 | 14:00 | 48.23
16 | 11 | 15:00 | 33.44 | 15:00 | 33.27
17 | 11 | 16:00 | 5.94 | 16:00 | 5.91
18 | 11 | 17:00 | 0 | 17:00 | 0
19 | 11 | 18:00 | 0 | 18:00 | 0
20 | 11 | 19:00 | 0 | 19:00 | 0
21 | 11 | 20:00 | 0 | 20:00 | 0
22 | 11 | 21:00 | 0 | 21:00 | 0
23 | 11 | 22:00 | 0 | 22:00 | 0
24 | 11 | 23:00 | 0 | 23:00 | 0
1 | 11 | 0:00 | 0 | 0:00 | 0
2 | 11 | 1:00 | 0 | 1:00 | 0
3 | 11 | 2:00 | 0 | 2:00 | 0
4 | 11 | 3:00 | 0 | 3:00 | 0
5 | 11 | 4:00 | 0 | 4:00 | 0
6 | 11 | 5:00 | 0 | 5:00 | 0
7 | 11 | 6:00 | 0 | 6:00 | 0
8 | 11 | 7:00 | 10.84 | 7:00 | 10.78
9 | 11 | 8:00 | 44.66 | 8:00 | 44.44
10 | 11 | 9:00 | 58.08 | 9:00 | 57.79
11 | 11 | 10:00 | 56.44 | 10:00 | 56.16
12 | 11 | 11:00 | 53.68 | 11:00 | 53.42
13 | 11 | 12:00 | 55.6 | 12:00 | 55.32
14 | 11 | 13:00 | 58.6 | 13:00 | 58.3
15 | 11 | 14:00 | 60.97 | 14:00 | 60.66
16 | 11 | 15:00 | 43.3 | 15:00 | 43.08
17 | 11 | 16:00 | 7.45 | 16:00 | 7.42
18 | 11 | 17:00 | 0 | 17:00 | 0
19 | 11 | 18:00 | 0 | 18:00 | 0
20 | 11 | 19:00 | 0 | 19:00 | 0
21 | 11 | 20:00 | 0 | 20:00 | 0
22 | 11 | 21:00 | 0 | 21:00 | 0
23 | 11 | 22:00 | 0 | 22:00 | 0
24 | 11 | 23:00 | 0 | 23:00 | 0
1 | 11 | 0:00 | 0 | 0:00 | 0
2 | 11 | 1:00 | 0 | 1:00 | 0
3 | 11 | 2:00 | 0 | 2:00 | 0
4 | 11 | 3:00 | 0 | 3:00 | 0
5 | 11 | 4:00 | 0 | 4:00 | 0
6 | 11 | 5:00 | 0 | 5:00 | 0
7 | 11 | 6:00 | 0 | 6:00 | 0
8 | 11 | 7:00 | 11.8 | 7:00 | 11.74
9 | 11 | 8:00 | 47.22 | 8:00 | 46.98
10 | 11 | 9:00 | 58.92 | 9:00 | 58.62
11 | 11 | 10:00 | 57.03 | 10:00 | 56.75
12 | 11 | 11:00 | 49.95 | 11:00 | 49.7
13 | 11 | 12:00 | 48.08 | 12:00 | 47.84
14 | 11 | 13:00 | 51.81 | 13:00 | 51.55
15 | 11 | 14:00 | 50.44 | 14:00 | 50.19
16 | 11 | 15:00 | 36.78 | 15:00 | 36.6
17 | 11 | 16:00 | 6.86 | 16:00 | 6.83
18 | 11 | 17:00 | 0 | 17:00 | 0
19 | 11 | 18:00 | 0 | 18:00 | 0
20 | 11 | 19:00 | 0 | 19:00 | 0
21 | 11 | 20:00 | 0 | 20:00 | 0
22 | 11 | 21:00 | 0 | 21:00 | 0
23 | 11 | 22:00 | 0 | 22:00 | 0
24 | 11 | 23:00 | 0 | 23:00 | 0
1 | 11 | 0:00 | 0 | 0:00 | 0
2 | 11 | 1:00 | 0 | 1:00 | 0
3 | 11 | 2:00 | 0 | 2:00 | 0
4 | 11 | 3:00 | 0 | 3:00 | 0
5 | 11 | 4:00 | 0 | 4:00 | 0
6 | 11 | 5:00 | 0 | 5:00 | 0
7 | 11 | 6:00 | 0 | 6:00 | 0
8 | 11 | 7:00 | 9.58 | 7:00 | 9.53
9 | 11 | 8:00 | 40 | 8:00 | 39.8
10 | 11 | 9:00 | 50.57 | 9:00 | 50.32
11 | 11 | 10:00 | 49.23 | 10:00 | 48.98
12 | 11 | 11:00 | 48.71 | 11:00 | 48.46
13 | 11 | 12:00 | 49.13 | 12:00 | 48.89
14 | 11 | 13:00 | 51.9 | 13:00 | 51.64
15 | 11 | 14:00 | 49.69 | 14:00 | 49.44
16 | 11 | 15:00 | 36.53 | 15:00 | 36.34
17 | 11 | 16:00 | 6.5 | 16:00 | 6.47
18 | 11 | 17:00 | 0 | 17:00 | 0
19 | 11 | 18:00 | 0 | 18:00 | 0
20 | 11 | 19:00 | 0 | 19:00 | 0
21 | 11 | 20:00 | 0 | 20:00 | 0
22 | 11 | 21:00 | 0 | 21:00 | 0
23 | 11 | 22:00 | 0 | 22:00 | 0
24 | 11 | 23:00 | 0 | 23:00 | 0
1 | 11 | 0:00 | 0 | 0:00 | 0
2 | 11 | 1:00 | 0 | 1:00 | 0
3 | 11 | 2:00 | 0 | 2:00 | 0
4 | 11 | 3:00 | 0 | 3:00 | 0
5 | 11 | 4:00 | 0 | 4:00 | 0
6 | 11 | 5:00 | 0 | 5:00 | 0
7 | 11 | 6:00 | 0 | 6:00 | 0
8 | 11 | 7:00 | 9.02 | 7:00 | 8.98
9 | 11 | 8:00 | 39.58 | 8:00 | 39.38
10 | 11 | 9:00 | 54.96 | 9:00 | 54.68
11 | 11 | 10:00 | 52.47 | 10:00 | 52.21
12 | 11 | 11:00 | 50.15 | 11:00 | 49.9
13 | 11 | 12:00 | 48.13 | 12:00 | 47.89
14 | 11 | 13:00 | 48.42 | 13:00 | 48.17
15 | 11 | 14:00 | 52.29 | 14:00 | 52.03
16 | 11 | 15:00 | 37.91 | 15:00 | 37.72
17 | 11 | 16:00 | 6.75 | 16:00 | 6.72
18 | 11 | 17:00 | 0 | 17:00 | 0
19 | 11 | 18:00 | 0 | 18:00 | 0
20 | 11 | 19:00 | 0 | 19:00 | 0
21 | 11 | 20:00 | 0 | 20:00 | 0
22 | 11 | 21:00 | 0 | 21:00 | 0
23 | 11 | 22:00 | 0 | 22:00 | 0
24 | 11 | 23:00 | 0 | 23:00 | 0
1 | 11 | 0:00 | 0 | 0:00 | 0
2 | 11 | 1:00 | 0 | 1:00 | 0
3 | 11 | 2:00 | 0 | 2:00 | 0
4 | 11 | 3:00 | 0 | 3:00 | 0
5 | 11 | 4:00 | 0 | 4:00 | 0
6 | 11 | 5:00 | 0 | 5:00 | 0
7 | 11 | 6:00 | 0 | 6:00 | 0
8 | 11 | 7:00 | 10.37 | 7:00 | 10.31
9 | 11 | 8:00 | 48.77 | 8:00 | 48.52
10 | 11 | 9:00 | 67.08 | 9:00 | 66.74
11 | 11 | 10:00 | 65.28 | 10:00 | 64.95
12 | 11 | 11:00 | 62.21 | 11:00 | 61.9
13 | 11 | 12:00 | 63.76 | 12:00 | 63.44
14 | 11 | 13:00 | 63.86 | 13:00 | 63.54
15 | 11 | 14:00 | 63.94 | 14:00 | 63.62
16 | 11 | 15:00 | 44.76 | 15:00 | 44.54
17 | 11 | 16:00 | 8.11 | 16:00 | 8.07
18 | 11 | 17:00 | 0 | 17:00 | 0
19 | 11 | 18:00 | 0 | 18:00 | 0
20 | 11 | 19:00 | 0 | 19:00 | 0
21 | 11 | 20:00 | 0 | 20:00 | 0
22 | 11 | 21:00 | 0 | 21:00 | 0
23 | 11 | 22:00 | 0 | 22:00 | 0
24 | 11 | 23:00 | 0 | 23:00 | 0
1 | 11 | 0:00 | 0 | 0:00 | 0
2 | 11 | 1:00 | 0 | 1:00 | 0
3 | 11 | 2:00 | 0 | 2:00 | 0
4 | 11 | 3:00 | 0 | 3:00 | 0
5 | 11 | 4:00 | 0 | 4:00 | 0
6 | 11 | 5:00 | 0 | 5:00 | 0
7 | 11 | 6:00 | 0 | 6:00 | 0
8 | 11 | 7:00 | 7.89 | 7:00 | 7.85
9 | 11 | 8:00 | 37.43 | 8:00 | 37.24
10 | 11 | 9:00 | 51.58 | 9:00 | 51.33
11 | 11 | 10:00 | 53.21 | 10:00 | 52.95
12 | 11 | 11:00 | 52.22 | 11:00 | 51.96
13 | 11 | 12:00 | 50.48 | 12:00 | 50.23
14 | 11 | 13:00 | 53.61 | 13:00 | 53.34
15 | 11 | 14:00 | 54.11 | 14:00 | 53.84
16 | 11 | 15:00 | 38.63 | 15:00 | 38.44
17 | 11 | 16:00 | 6.74 | 16:00 | 6.7
18 | 11 | 17:00 | 0 | 17:00 | 0
19 | 11 | 18:00 | 0 | 18:00 | 0
20 | 11 | 19:00 | 0 | 19:00 | 0
21 | 11 | 20:00 | 0 | 20:00 | 0
22 | 11 | 21:00 | 0 | 21:00 | 0
23 | 11 | 22:00 | 0 | 22:00 | 0
24 | 11 | 23:00 | 0 | 23:00 | 0
1 | 12 | 0:00 | 0 | 0:00 | 0
2 | 12 | 1:00 | 0 | 1:00 | 0
3 | 12 | 2:00 | 0 | 2:00 | 0
4 | 12 | 3:00 | 0 | 3:00 | 0
5 | 12 | 4:00 | 0 | 4:00 | 0
6 | 12 | 5:00 | 0 | 5:00 | 0
7 | 12 | 6:00 | 0 | 6:00 | 0
8 | 12 | 7:00 | 6.94 | 7:00 | 6.9
9 | 12 | 8:00 | 32.07 | 8:00 | 31.91
10 | 12 | 9:00 | 43.42 | 9:00 | 43.2
11 | 12 | 10:00 | 44.25 | 10:00 | 44.03
12 | 12 | 11:00 | 44.53 | 11:00 | 44.31
13 | 12 | 12:00 | 42.84 | 12:00 | 42.62
14 | 12 | 13:00 | 46.79 | 13:00 | 46.56
15 | 12 | 14:00 | 44.34 | 14:00 | 44.12
16 | 12 | 15:00 | 31.32 | 15:00 | 31.16
17 | 12 | 16:00 | 5.59 | 16:00 | 5.56
18 | 12 | 17:00 | 0 | 17:00 | 0
19 | 12 | 18:00 | 0 | 18:00 | 0
20 | 12 | 19:00 | 0 | 19:00 | 0
21 | 12 | 20:00 | 0 | 20:00 | 0
22 | 12 | 21:00 | 0 | 21:00 | 0
23 | 12 | 22:00 | 0 | 22:00 | 0
24 | 12 | 23:00 | 0 | 23:00 | 0
1 | 12 | 0:00 | 0 | 0:00 | 0
2 | 12 | 1:00 | 0 | 1:00 | 0
3 | 12 | 2:00 | 0 | 2:00 | 0
4 | 12 | 3:00 | 0 | 3:00 | 0
5 | 12 | 4:00 | 0 | 4:00 | 0
6 | 12 | 5:00 | 0 | 5:00 | 0
7 | 12 | 6:00 | 0 | 6:00 | 0
8 | 12 | 7:00 | 6.45 | 7:00 | 6.42
9 | 12 | 8:00 | 34.53 | 8:00 | 34.36
10 | 12 | 9:00 | 46.26 | 9:00 | 46.03
11 | 12 | 10:00 | 45.48 | 10:00 | 45.25
12 | 12 | 11:00 | 45.44 | 11:00 | 45.21
13 | 12 | 12:00 | 44.59 | 12:00 | 44.36
14 | 12 | 13:00 | 48.29 | 13:00 | 48.05
15 | 12 | 14:00 | 48.63 | 14:00 | 48.39
16 | 12 | 15:00 | 33.98 | 15:00 | 33.81
17 | 12 | 16:00 | 5.93 | 16:00 | 5.9
18 | 12 | 17:00 | 0 | 17:00 | 0
19 | 12 | 18:00 | 0 | 18:00 | 0
20 | 12 | 19:00 | 0 | 19:00 | 0
21 | 12 | 20:00 | 0 | 20:00 | 0
22 | 12 | 21:00 | 0 | 21:00 | 0
23 | 12 | 22:00 | 0 | 22:00 | 0
24 | 12 | 23:00 | 0 | 23:00 | 0
1 | 12 | 0:00 | 0 | 0:00 | 0
2 | 12 | 1:00 | 0 | 1:00 | 0
3 | 12 | 2:00 | 0 | 2:00 | 0
4 | 12 | 3:00 | 0 | 3:00 | 0
5 | 12 | 4:00 | 0 | 4:00 | 0
6 | 12 | 5:00 | 0 | 5:00 | 0
7 | 12 | 6:00 | 0 | 6:00 | 0
8 | 12 | 7:00 | 7.02 | 7:00 | 6.98
9 | 12 | 8:00 | 37.52 | 8:00 | 37.33
10 | 12 | 9:00 | 49.9 | 9:00 | 49.66
11 | 12 | 10:00 | 48.08 | 10:00 | 47.83
12 | 12 | 11:00 | 47.38 | 11:00 | 47.15
13 | 12 | 12:00 | 47.27 | 12:00 | 47.04
14 | 12 | 13:00 | 48.02 | 13:00 | 47.78
15 | 12 | 14:00 | 48.48 | 14:00 | 48.24
16 | 12 | 15:00 | 35.9 | 15:00 | 35.72
17 | 12 | 16:00 | 5.98 | 16:00 | 5.95
18 | 12 | 17:00 | 0 | 17:00 | 0
19 | 12 | 18:00 | 0 | 18:00 | 0
20 | 12 | 19:00 | 0 | 19:00 | 0
21 | 12 | 20:00 | 0 | 20:00 | 0
22 | 12 | 21:00 | 0 | 21:00 | 0
23 | 12 | 22:00 | 0 | 22:00 | 0
24 | 12 | 23:00 | 0 | 23:00 | 0
1 | 12 | 0:00 | 0 | 0:00 | 0
2 | 12 | 1:00 | 0 | 1:00 | 0
3 | 12 | 2:00 | 0 | 2:00 | 0
4 | 12 | 3:00 | 0 | 3:00 | 0
5 | 12 | 4:00 | 0 | 4:00 | 0
6 | 12 | 5:00 | 0 | 5:00 | 0
7 | 12 | 6:00 | 0 | 6:00 | 0
8 | 12 | 7:00 | 7 | 7:00 | 6.97
9 | 12 | 8:00 | 34.22 | 8:00 | 34.05
10 | 12 | 9:00 | 45.16 | 9:00 | 44.93
11 | 12 | 10:00 | 47.2 | 10:00 | 46.96
12 | 12 | 11:00 | 47.62 | 11:00 | 47.38
13 | 12 | 12:00 | 46.28 | 12:00 | 46.05
14 | 12 | 13:00 | 48.5 | 13:00 | 48.26
15 | 12 | 14:00 | 53.34 | 14:00 | 53.07
16 | 12 | 15:00 | 37.59 | 15:00 | 37.4
17 | 12 | 16:00 | 6.22 | 16:00 | 6.19
18 | 12 | 17:00 | 0 | 17:00 | 0
19 | 12 | 18:00 | 0 | 18:00 | 0
20 | 12 | 19:00 | 0 | 19:00 | 0
21 | 12 | 20:00 | 0 | 20:00 | 0
22 | 12 | 21:00 | 0 | 21:00 | 0
23 | 12 | 22:00 | 0 | 22:00 | 0
24 | 12 | 23:00 | 0 | 23:00 | 0
1 | 12 | 0:00 | 0 | 0:00 | 0
2 | 12 | 1:00 | 0 | 1:00 | 0
3 | 12 | 2:00 | 0 | 2:00 | 0
4 | 12 | 3:00 | 0 | 3:00 | 0
5 | 12 | 4:00 | 0 | 4:00 | 0
6 | 12 | 5:00 | 0 | 5:00 | 0
7 | 12 | 6:00 | 0 | 6:00 | 0
8 | 12 | 7:00 | 7.26 | 7:00 | 7.22
9 | 12 | 8:00 | 41.39 | 8:00 | 41.18
10 | 12 | 9:00 | 60.26 | 9:00 | 59.96
11 | 12 | 10:00 | 60.46 | 10:00 | 60.16
12 | 12 | 11:00 | 57.22 | 11:00 | 56.94
13 | 12 | 12:00 | 56.86 | 12:00 | 56.58
14 | 12 | 13:00 | 58.81 | 13:00 | 58.52
15 | 12 | 14:00 | 62.1 | 14:00 | 61.79
16 | 12 | 15:00 | 44.7 | 15:00 | 44.48
17 | 12 | 16:00 | 7.41 | 16:00 | 7.37
18 | 12 | 17:00 | 0 | 17:00 | 0
19 | 12 | 18:00 | 0 | 18:00 | 0
20 | 12 | 19:00 | 0 | 19:00 | 0
21 | 12 | 20:00 | 0 | 20:00 | 0
22 | 12 | 21:00 | 0 | 21:00 | 0
23 | 12 | 22:00 | 0 | 22:00 | 0
24 | 12 | 23:00 | 0 | 23:00 | 0
1 | 12 | 0:00 | 0 | 0:00 | 0
2 | 12 | 1:00 | 0 | 1:00 | 0
3 | 12 | 2:00 | 0 | 2:00 | 0
4 | 12 | 3:00 | 0 | 3:00 | 0
5 | 12 | 4:00 | 0 | 4:00 | 0
6 | 12 | 5:00 | 0 | 5:00 | 0
7 | 12 | 6:00 | 0 | 6:00 | 0
8 | 12 | 7:00 | 5.27 | 7:00 | 5.25
9 | 12 | 8:00 | 30.66 | 8:00 | 30.5
10 | 12 | 9:00 | 45.03 | 9:00 | 44.8
11 | 12 | 10:00 | 48.96 | 10:00 | 48.72
12 | 12 | 11:00 | 48.21 | 11:00 | 47.97
13 | 12 | 12:00 | 46.54 | 12:00 | 46.31
14 | 12 | 13:00 | 46.97 | 13:00 | 46.73
15 | 12 | 14:00 | 45.78 | 14:00 | 45.55
16 | 12 | 15:00 | 34.19 | 15:00 | 34.02
17 | 12 | 16:00 | 5.61 | 16:00 | 5.58
18 | 12 | 17:00 | 0 | 17:00 | 0
19 | 12 | 18:00 | 0 | 18:00 | 0
20 | 12 | 19:00 | 0 | 19:00 | 0
21 | 12 | 20:00 | 0 | 20:00 | 0
22 | 12 | 21:00 | 0 | 21:00 | 0
23 | 12 | 22:00 | 0 | 22:00 | 0
24 | 12 | 23:00 | 0 | 23:00 | 0
1 | 12 | 0:00 | 0 | 0:00 | 0
2 | 12 | 1:00 | 0 | 1:00 | 0
3 | 12 | 2:00 | 0 | 2:00 | 0
4 | 12 | 3:00 | 0 | 3:00 | 0
5 | 12 | 4:00 | 0 | 4:00 | 0
6 | 12 | 5:00 | 0 | 5:00 | 0
7 | 12 | 6:00 | 0 | 6:00 | 0
8 | 12 | 7:00 | 6.45 | 7:00 | 6.42
9 | 12 | 8:00 | 37.75 | 8:00 | 37.57
10 | 12 | 9:00 | 51.78 | 9:00 | 51.53
11 | 12 | 10:00 | 51.98 | 10:00 | 51.72
12 | 12 | 11:00 | 52.28 | 11:00 | 52.02
13 | 12 | 12:00 | 50.54 | 12:00 | 50.28
14 | 12 | 13:00 | 46.25 | 13:00 | 46.02
15 | 12 | 14:00 | 43.46 | 14:00 | 43.24
16 | 12 | 15:00 | 32.04 | 15:00 | 31.88
17 | 12 | 16:00 | 5.34 | 16:00 | 5.32
18 | 12 | 17:00 | 0 | 17:00 | 0
19 | 12 | 18:00 | 0 | 18:00 | 0
20 | 12 | 19:00 | 0 | 19:00 | 0
21 | 12 | 20:00 | 0 | 20:00 | 0
22 | 12 | 21:00 | 0 | 21:00 | 0
23 | 12 | 22:00 | 0 | 22:00 | 0
24 | 12 | 23:00 | 0 | 23:00 | 0
1 | 12 | 0:00 | 0 | 0:00 | 0
2 | 12 | 1:00 | 0 | 1:00 | 0
3 | 12 | 2:00 | 0 | 2:00 | 0
4 | 12 | 3:00 | 0 | 3:00 | 0
5 | 12 | 4:00 | 0 | 4:00 | 0
6 | 12 | 5:00 | 0 | 5:00 | 0
7 | 12 | 6:00 | 0 | 6:00 | 0
8 | 12 | 7:00 | 5.88 | 7:00 | 5.85
9 | 12 | 8:00 | 35.25 | 8:00 | 35.08
10 | 12 | 9:00 | 49.18 | 9:00 | 48.94
11 | 12 | 10:00 | 49.32 | 10:00 | 49.07
12 | 12 | 11:00 | 45.71 | 11:00 | 45.48
13 | 12 | 12:00 | 46.92 | 12:00 | 46.69
14 | 12 | 13:00 | 52.1 | 13:00 | 51.84
15 | 12 | 14:00 | 57.88 | 14:00 | 57.59
16 | 12 | 15:00 | 42.08 | 15:00 | 41.87
17 | 12 | 16:00 | 6.74 | 16:00 | 6.71
18 | 12 | 17:00 | 0 | 17:00 | 0
19 | 12 | 18:00 | 0 | 18:00 | 0
20 | 12 | 19:00 | 0 | 19:00 | 0
21 | 12 | 20:00 | 0 | 20:00 | 0
22 | 12 | 21:00 | 0 | 21:00 | 0
23 | 12 | 22:00 | 0 | 22:00 | 0
24 | 12 | 23:00 | 0 | 23:00 | 0
1 | 12 | 0:00 | 0 | 0:00 | 0
2 | 12 | 1:00 | 0 | 1:00 | 0
3 | 12 | 2:00 | 0 | 2:00 | 0
4 | 12 | 3:00 | 0 | 3:00 | 0
5 | 12 | 4:00 | 0 | 4:00 | 0
6 | 12 | 5:00 | 0 | 5:00 | 0
7 | 12 | 6:00 | 0 | 6:00 | 0
8 | 12 | 7:00 | 5.08 | 7:00 | 5.06
9 | 12 | 8:00 | 31.51 | 8:00 | 31.35
10 | 12 | 9:00 | 47.76 | 9:00 | 47.52
11 | 12 | 10:00 | 47.89 | 10:00 | 47.65
12 | 12 | 11:00 | 47.71 | 11:00 | 47.47
13 | 12 | 12:00 | 46.65 | 12:00 | 46.42
14 | 12 | 13:00 | 45.8 | 13:00 | 45.57
15 | 12 | 14:00 | 46.16 | 14:00 | 45.92
16 | 12 | 15:00 | 33.45 | 15:00 | 33.28
17 | 12 | 16:00 | 6.01 | 16:00 | 5.98
18 | 12 | 17:00 | 0 | 17:00 | 0
19 | 12 | 18:00 | 0 | 18:00 | 0
20 | 12 | 19:00 | 0 | 19:00 | 0
21 | 12 | 20:00 | 0 | 20:00 | 0
22 | 12 | 21:00 | 0 | 21:00 | 0
23 | 12 | 22:00 | 0 | 22:00 | 0
24 | 12 | 23:00 | 0 | 23:00 | 0
1 | 12 | 0:00 | 0 | 0:00 | 0
2 | 12 | 1:00 | 0 | 1:00 | 0
3 | 12 | 2:00 | 0 | 2:00 | 0
4 | 12 | 3:00 | 0 | 3:00 | 0
5 | 12 | 4:00 | 0 | 4:00 | 0
6 | 12 | 5:00 | 0 | 5:00 | 0
7 | 12 | 6:00 | 0 | 6:00 | 0
8 | 12 | 7:00 | 5.37 | 7:00 | 5.34
9 | 12 | 8:00 | 31.5 | 8:00 | 31.34
10 | 12 | 9:00 | 48.47 | 9:00 | 48.23
11 | 12 | 10:00 | 52.66 | 10:00 | 52.4
12 | 12 | 11:00 | 53.61 | 11:00 | 53.34
13 | 12 | 12:00 | 52.69 | 12:00 | 52.43
14 | 12 | 13:00 | 54.79 | 13:00 | 54.51
15 | 12 | 14:00 | 54.53 | 14:00 | 54.25
16 | 12 | 15:00 | 37.91 | 15:00 | 37.72
17 | 12 | 16:00 | 6.73 | 16:00 | 6.69
18 | 12 | 17:00 | 0 | 17:00 | 0
19 | 12 | 18:00 | 0 | 18:00 | 0
20 | 12 | 19:00 | 0 | 19:00 | 0
21 | 12 | 20:00 | 0 | 20:00 | 0
22 | 12 | 21:00 | 0 | 21:00 | 0
23 | 12 | 22:00 | 0 | 22:00 | 0
24 | 12 | 23:00 | 0 | 23:00 | 0
1 | 12 | 0:00 | 0 | 0:00 | 0
2 | 12 | 1:00 | 0 | 1:00 | 0
3 | 12 | 2:00 | 0 | 2:00 | 0
4 | 12 | 3:00 | 0 | 3:00 | 0
5 | 12 | 4:00 | 0 | 4:00 | 0
6 | 12 | 5:00 | 0 | 5:00 | 0
7 | 12 | 6:00 | 0 | 6:00 | 0
8 | 12 | 7:00 | 3.24 | 7:00 | 3.22
9 | 12 | 8:00 | 22.1 | 8:00 | 21.99
10 | 12 | 9:00 | 31.91 | 9:00 | 31.75
11 | 12 | 10:00 | 33.39 | 10:00 | 33.22
12 | 12 | 11:00 | 35.92 | 11:00 | 35.74
13 | 12 | 12:00 | 35.26 | 12:00 | 35.09
14 | 12 | 13:00 | 34.9 | 13:00 | 34.73
15 | 12 | 14:00 | 33.03 | 14:00 | 32.87
16 | 12 | 15:00 | 21.89 | 15:00 | 21.78
17 | 12 | 16:00 | 4.34 | 16:00 | 4.31
18 | 12 | 17:00 | 0 | 17:00 | 0
19 | 12 | 18:00 | 0 | 18:00 | 0
20 | 12 | 19:00 | 0 | 19:00 | 0
21 | 12 | 20:00 | 0 | 20:00 | 0
22 | 12 | 21:00 | 0 | 21:00 | 0
23 | 12 | 22:00 | 0 | 22:00 | 0
24 | 12 | 23:00 | 0 | 23:00 | 0
1 | 12 | 0:00 | 0 | 0:00 | 0
2 | 12 | 1:00 | 0 | 1:00 | 0
3 | 12 | 2:00 | 0 | 2:00 | 0
4 | 12 | 3:00 | 0 | 3:00 | 0
5 | 12 | 4:00 | 0 | 4:00 | 0
6 | 12 | 5:00 | 0 | 5:00 | 0
7 | 12 | 6:00 | 0 | 6:00 | 0
8 | 12 | 7:00 | 3.97 | 7:00 | 3.95
9 | 12 | 8:00 | 27.51 | 8:00 | 27.37
10 | 12 | 9:00 | 45.9 | 9:00 | 45.67
11 | 12 | 10:00 | 44.71 | 10:00 | 44.49
12 | 12 | 11:00 | 47.6 | 11:00 | 47.36
13 | 12 | 12:00 | 47.14 | 12:00 | 46.91
14 | 12 | 13:00 | 44.74 | 13:00 | 44.52
15 | 12 | 14:00 | 45 | 14:00 | 44.77
16 | 12 | 15:00 | 33.56 | 15:00 | 33.39
17 | 12 | 16:00 | 6.21 | 16:00 | 6.18
18 | 12 | 17:00 | 0 | 17:00 | 0
19 | 12 | 18:00 | 0 | 18:00 | 0
20 | 12 | 19:00 | 0 | 19:00 | 0
21 | 12 | 20:00 | 0 | 20:00 | 0
22 | 12 | 21:00 | 0 | 21:00 | 0
23 | 12 | 22:00 | 0 | 22:00 | 0
24 | 12 | 23:00 | 0 | 23:00 | 0
1 | 12 | 0:00 | 0 | 0:00 | 0
2 | 12 | 1:00 | 0 | 1:00 | 0
3 | 12 | 2:00 | 0 | 2:00 | 0
4 | 12 | 3:00 | 0 | 3:00 | 0
5 | 12 | 4:00 | 0 | 4:00 | 0
6 | 12 | 5:00 | 0 | 5:00 | 0
7 | 12 | 6:00 | 0 | 6:00 | 0
8 | 12 | 7:00 | 4.12 | 7:00 | 4.1
9 | 12 | 8:00 | 32.21 | 8:00 | 32.05
10 | 12 | 9:00 | 52.38 | 9:00 | 52.12
11 | 12 | 10:00 | 51.67 | 10:00 | 51.41
12 | 12 | 11:00 | 49.44 | 11:00 | 49.19
13 | 12 | 12:00 | 47.88 | 12:00 | 47.64
14 | 12 | 13:00 | 49.76 | 13:00 | 49.51
15 | 12 | 14:00 | 50.54 | 14:00 | 50.29
16 | 12 | 15:00 | 36.48 | 15:00 | 36.3
17 | 12 | 16:00 | 6.6 | 16:00 | 6.57
18 | 12 | 17:00 | 0 | 17:00 | 0
19 | 12 | 18:00 | 0 | 18:00 | 0
20 | 12 | 19:00 | 0 | 19:00 | 0
21 | 12 | 20:00 | 0 | 20:00 | 0
22 | 12 | 21:00 | 0 | 21:00 | 0
23 | 12 | 22:00 | 0 | 22:00 | 0
24 | 12 | 23:00 | 0 | 23:00 | 0
1 | 12 | 0:00 | 0 | 0:00 | 0
2 | 12 | 1:00 | 0 | 1:00 | 0
3 | 12 | 2:00 | 0 | 2:00 | 0
4 | 12 | 3:00 | 0 | 3:00 | 0
5 | 12 | 4:00 | 0 | 4:00 | 0
6 | 12 | 5:00 | 0 | 5:00 | 0
7 | 12 | 6:00 | 0 | 6:00 | 0
8 | 12 | 7:00 | 3 | 7:00 | 2.98
9 | 12 | 8:00 | 21.13 | 8:00 | 21.02
10 | 12 | 9:00 | 35.3 | 9:00 | 35.12
11 | 12 | 10:00 | 36.28 | 10:00 | 36.1
12 | 12 | 11:00 | 37.79 | 11:00 | 37.6
13 | 12 | 12:00 | 37.93 | 12:00 | 37.74
14 | 12 | 13:00 | 39.14 | 13:00 | 38.94
15 | 12 | 14:00 | 40.61 | 14:00 | 40.41
16 | 12 | 15:00 | 28.27 | 15:00 | 28.13
17 | 12 | 16:00 | 5.14 | 16:00 | 5.12
18 | 12 | 17:00 | 0 | 17:00 | 0
19 | 12 | 18:00 | 0 | 18:00 | 0
20 | 12 | 19:00 | 0 | 19:00 | 0
21 | 12 | 20:00 | 0 | 20:00 | 0
22 | 12 | 21:00 | 0 | 21:00 | 0
23 | 12 | 22:00 | 0 | 22:00 | 0
24 | 12 | 23:00 | 0 | 23:00 | 0
1 | 12 | 0:00 | 0 | 0:00 | 0
2 | 12 | 1:00 | 0 | 1:00 | 0
3 | 12 | 2:00 | 0 | 2:00 | 0
4 | 12 | 3:00 | 0 | 3:00 | 0
5 | 12 | 4:00 | 0 | 4:00 | 0
6 | 12 | 5:00 | 0 | 5:00 | 0
7 | 12 | 6:00 | 0 | 6:00 | 0
8 | 12 | 7:00 | 4.53 | 7:00 | 4.51
9 | 12 | 8:00 | 32.38 | 8:00 | 32.22
10 | 12 | 9:00 | 50.25 | 9:00 | 50
11 | 12 | 10:00 | 52.83 | 10:00 | 52.56
12 | 12 | 11:00 | 50.61 | 11:00 | 50.35
13 | 12 | 12:00 | 50.12 | 12:00 | 49.87
14 | 12 | 13:00 | 52.98 | 13:00 | 52.72
15 | 12 | 14:00 | 51.54 | 14:00 | 51.29
16 | 12 | 15:00 | 36.63 | 15:00 | 36.45
17 | 12 | 16:00 | 7.03 | 16:00 | 7
18 | 12 | 17:00 | 0 | 17:00 | 0
19 | 12 | 18:00 | 0 | 18:00 | 0
20 | 12 | 19:00 | 0 | 19:00 | 0
21 | 12 | 20:00 | 0 | 20:00 | 0
22 | 12 | 21:00 | 0 | 21:00 | 0
23 | 12 | 22:00 | 0 | 22:00 | 0
24 | 12 | 23:00 | 0 | 23:00 | 0
1 | 12 | 0:00 | 0 | 0:00 | 0
2 | 12 | 1:00 | 0 | 1:00 | 0
3 | 12 | 2:00 | 0 | 2:00 | 0
4 | 12 | 3:00 | 0 | 3:00 | 0
5 | 12 | 4:00 | 0 | 4:00 | 0
6 | 12 | 5:00 | 0 | 5:00 | 0
7 | 12 | 6:00 | 0 | 6:00 | 0
8 | 12 | 7:00 | 4.38 | 7:00 | 4.36
9 | 12 | 8:00 | 36.49 | 8:00 | 36.3
10 | 12 | 9:00 | 54.37 | 9:00 | 54.1
11 | 12 | 10:00 | 51 | 10:00 | 50.75
12 | 12 | 11:00 | 49.16 | 11:00 | 48.92
13 | 12 | 12:00 | 50.15 | 12:00 | 49.89
14 | 12 | 13:00 | 50.93 | 13:00 | 50.67
15 | 12 | 14:00 | 53.63 | 14:00 | 53.36
16 | 12 | 15:00 | 36.83 | 15:00 | 36.65
17 | 12 | 16:00 | 7.12 | 16:00 | 7.08
18 | 12 | 17:00 | 0 | 17:00 | 0
19 | 12 | 18:00 | 0 | 18:00 | 0
20 | 12 | 19:00 | 0 | 19:00 | 0
21 | 12 | 20:00 | 0 | 20:00 | 0
22 | 12 | 21:00 | 0 | 21:00 | 0
23 | 12 | 22:00 | 0 | 22:00 | 0
24 | 12 | 23:00 | 0 | 23:00 | 0
1 | 12 | 0:00 | 0 | 0:00 | 0
2 | 12 | 1:00 | 0 | 1:00 | 0
3 | 12 | 2:00 | 0 | 2:00 | 0
4 | 12 | 3:00 | 0 | 3:00 | 0
5 | 12 | 4:00 | 0 | 4:00 | 0
6 | 12 | 5:00 | 0 | 5:00 | 0
7 | 12 | 6:00 | 0 | 6:00 | 0
8 | 12 | 7:00 | 4.28 | 7:00 | 4.26
9 | 12 | 8:00 | 30.32 | 8:00 | 30.17
10 | 12 | 9:00 | 47.8 | 9:00 | 47.56
11 | 12 | 10:00 | 49.87 | 10:00 | 49.62
12 | 12 | 11:00 | 51.54 | 11:00 | 51.29
13 | 12 | 12:00 | 54.97 | 12:00 | 54.7
14 | 12 | 13:00 | 55.96 | 13:00 | 55.68
15 | 12 | 14:00 | 54.22 | 14:00 | 53.95
16 | 12 | 15:00 | 39 | 15:00 | 38.81
17 | 12 | 16:00 | 7.05 | 16:00 | 7.02
18 | 12 | 17:00 | 0 | 17:00 | 0
19 | 12 | 18:00 | 0 | 18:00 | 0
20 | 12 | 19:00 | 0 | 19:00 | 0
21 | 12 | 20:00 | 0 | 20:00 | 0
22 | 12 | 21:00 | 0 | 21:00 | 0
23 | 12 | 22:00 | 0 | 22:00 | 0
24 | 12 | 23:00 | 0 | 23:00 | 0
1 | 12 | 0:00 | 0 | 0:00 | 0
2 | 12 | 1:00 | 0 | 1:00 | 0
3 | 12 | 2:00 | 0 | 2:00 | 0
4 | 12 | 3:00 | 0 | 3:00 | 0
5 | 12 | 4:00 | 0 | 4:00 | 0
6 | 12 | 5:00 | 0 | 5:00 | 0
7 | 12 | 6:00 | 0 | 6:00 | 0
8 | 12 | 7:00 | 3.12 | 7:00 | 3.11
9 | 12 | 8:00 | 25.64 | 8:00 | 25.51
10 | 12 | 9:00 | 43.2 | 9:00 | 42.98
11 | 12 | 10:00 | 46.49 | 10:00 | 46.25
12 | 12 | 11:00 | 46.67 | 11:00 | 46.44
13 | 12 | 12:00 | 44.03 | 12:00 | 43.81
14 | 12 | 13:00 | 40.4 | 13:00 | 40.2
15 | 12 | 14:00 | 39.03 | 14:00 | 38.83
16 | 12 | 15:00 | 32.2 | 15:00 | 32.04
17 | 12 | 16:00 | 6.25 | 16:00 | 6.22
18 | 12 | 17:00 | 0 | 17:00 | 0
19 | 12 | 18:00 | 0 | 18:00 | 0
20 | 12 | 19:00 | 0 | 19:00 | 0
21 | 12 | 20:00 | 0 | 20:00 | 0
22 | 12 | 21:00 | 0 | 21:00 | 0
23 | 12 | 22:00 | 0 | 22:00 | 0
24 | 12 | 23:00 | 0 | 23:00 | 0
1 | 12 | 0:00 | 0 | 0:00 | 0
2 | 12 | 1:00 | 0 | 1:00 | 0
3 | 12 | 2:00 | 0 | 2:00 | 0
4 | 12 | 3:00 | 0 | 3:00 | 0
5 | 12 | 4:00 | 0 | 4:00 | 0
6 | 12 | 5:00 | 0 | 5:00 | 0
7 | 12 | 6:00 | 0 | 6:00 | 0
8 | 12 | 7:00 | 4.35 | 7:00 | 4.33
9 | 12 | 8:00 | 33.16 | 8:00 | 32.99
10 | 12 | 9:00 | 47.05 | 9:00 | 46.82
11 | 12 | 10:00 | 49.18 | 10:00 | 48.94
12 | 12 | 11:00 | 49.76 | 11:00 | 49.52
13 | 12 | 12:00 | 48.16 | 12:00 | 47.92
14 | 12 | 13:00 | 50.65 | 13:00 | 50.4
15 | 12 | 14:00 | 52.12 | 14:00 | 51.86
16 | 12 | 15:00 | 37.27 | 15:00 | 37.08
17 | 12 | 16:00 | 7.27 | 16:00 | 7.24
18 | 12 | 17:00 | 0 | 17:00 | 0
19 | 12 | 18:00 | 0 | 18:00 | 0
20 | 12 | 19:00 | 0 | 19:00 | 0
21 | 12 | 20:00 | 0 | 20:00 | 0
22 | 12 | 21:00 | 0 | 21:00 | 0
23 | 12 | 22:00 | 0 | 22:00 | 0
24 | 12 | 23:00 | 0 | 23:00 | 0
1 | 12 | 0:00 | 0 | 0:00 | 0
2 | 12 | 1:00 | 0 | 1:00 | 0
3 | 12 | 2:00 | 0 | 2:00 | 0
4 | 12 | 3:00 | 0 | 3:00 | 0
5 | 12 | 4:00 | 0 | 4:00 | 0
6 | 12 | 5:00 | 0 | 5:00 | 0
7 | 12 | 6:00 | 0 | 6:00 | 0
8 | 12 | 7:00 | 3.73 | 7:00 | 3.71
9 | 12 | 8:00 | 31.73 | 8:00 | 31.57
10 | 12 | 9:00 | 50.92 | 9:00 | 50.66
11 | 12 | 10:00 | 49.97 | 10:00 | 49.72
12 | 12 | 11:00 | 46.34 | 11:00 | 46.11
13 | 12 | 12:00 | 43.86 | 12:00 | 43.65
14 | 12 | 13:00 | 46.87 | 13:00 | 46.64
15 | 12 | 14:00 | 50.6 | 14:00 | 50.35
16 | 12 | 15:00 | 37.84 | 15:00 | 37.65
17 | 12 | 16:00 | 7.28 | 16:00 | 7.24
18 | 12 | 17:00 | 0 | 17:00 | 0
19 | 12 | 18:00 | 0 | 18:00 | 0
20 | 12 | 19:00 | 0 | 19:00 | 0
21 | 12 | 20:00 | 0 | 20:00 | 0
22 | 12 | 21:00 | 0 | 21:00 | 0
23 | 12 | 22:00 | 0 | 22:00 | 0
24 | 12 | 23:00 | 0 | 23:00 | 0
1 | 12 | 0:00 | 0 | 0:00 | 0
2 | 12 | 1:00 | 0 | 1:00 | 0
3 | 12 | 2:00 | 0 | 2:00 | 0
4 | 12 | 3:00 | 0 | 3:00 | 0
5 | 12 | 4:00 | 0 | 4:00 | 0
6 | 12 | 5:00 | 0 | 5:00 | 0
7 | 12 | 6:00 | 0 | 6:00 | 0
8 | 12 | 7:00 | 2.97 | 7:00 | 2.95
9 | 12 | 8:00 | 25.81 | 8:00 | 25.68
10 | 12 | 9:00 | 36.33 | 9:00 | 36.15
11 | 12 | 10:00 | 36.17 | 10:00 | 35.98
12 | 12 | 11:00 | 37.39 | 11:00 | 37.2
13 | 12 | 12:00 | 38.03 | 12:00 | 37.84
14 | 12 | 13:00 | 42.32 | 13:00 | 42.11
15 | 12 | 14:00 | 44.67 | 14:00 | 44.45
16 | 12 | 15:00 | 34.03 | 15:00 | 33.86
17 | 12 | 16:00 | 6.93 | 16:00 | 6.9
18 | 12 | 17:00 | 0 | 17:00 | 0
19 | 12 | 18:00 | 0 | 18:00 | 0
20 | 12 | 19:00 | 0 | 19:00 | 0
21 | 12 | 20:00 | 0 | 20:00 | 0
22 | 12 | 21:00 | 0 | 21:00 | 0
23 | 12 | 22:00 | 0 | 22:00 | 0
24 | 12 | 23:00 | 0 | 23:00 | 0
1 | 12 | 0:00 | 0 | 0:00 | 0
2 | 12 | 1:00 | 0 | 1:00 | 0
3 | 12 | 2:00 | 0 | 2:00 | 0
4 | 12 | 3:00 | 0 | 3:00 | 0
5 | 12 | 4:00 | 0 | 4:00 | 0
6 | 12 | 5:00 | 0 | 5:00 | 0
7 | 12 | 6:00 | 0 | 6:00 | 0
8 | 12 | 7:00 | 4.04 | 7:00 | 4.02
9 | 12 | 8:00 | 34.75 | 8:00 | 34.58
10 | 12 | 9:00 | 55.08 | 9:00 | 54.8
11 | 12 | 10:00 | 53.9 | 10:00 | 53.63
12 | 12 | 11:00 | 52.7 | 11:00 | 52.43
13 | 12 | 12:00 | 49.57 | 12:00 | 49.32
14 | 12 | 13:00 | 51.28 | 13:00 | 51.02
15 | 12 | 14:00 | 49.03 | 14:00 | 48.78
16 | 12 | 15:00 | 36.52 | 15:00 | 36.34
17 | 12 | 16:00 | 7.66 | 16:00 | 7.62
18 | 12 | 17:00 | 0 | 17:00 | 0
19 | 12 | 18:00 | 0 | 18:00 | 0
20 | 12 | 19:00 | 0 | 19:00 | 0
21 | 12 | 20:00 | 0 | 20:00 | 0
22 | 12 | 21:00 | 0 | 21:00 | 0
23 | 12 | 22:00 | 0 | 22:00 | 0
24 | 12 | 23:00 | 0 | 23:00 | 0
1 | 12 | 0:00 | 0 | 0:00 | 0
2 | 12 | 1:00 | 0 | 1:00 | 0
3 | 12 | 2:00 | 0 | 2:00 | 0
4 | 12 | 3:00 | 0 | 3:00 | 0
5 | 12 | 4:00 | 0 | 4:00 | 0
6 | 12 | 5:00 | 0 | 5:00 | 0
7 | 12 | 6:00 | 0 | 6:00 | 0
8 | 12 | 7:00 | 3.58 | 7:00 | 3.56
9 | 12 | 8:00 | 30.56 | 8:00 | 30.41
10 | 12 | 9:00 | 50.33 | 9:00 | 50.08
11 | 12 | 10:00 | 53.96 | 10:00 | 53.69
12 | 12 | 11:00 | 52.63 | 11:00 | 52.37
13 | 12 | 12:00 | 49.53 | 12:00 | 49.28
14 | 12 | 13:00 | 53.32 | 13:00 | 53.05
15 | 12 | 14:00 | 58.93 | 14:00 | 58.64
16 | 12 | 15:00 | 41.23 | 15:00 | 41.02
17 | 12 | 16:00 | 8.48 | 16:00 | 8.44
18 | 12 | 17:00 | 0 | 17:00 | 0
19 | 12 | 18:00 | 0 | 18:00 | 0
20 | 12 | 19:00 | 0 | 19:00 | 0
21 | 12 | 20:00 | 0 | 20:00 | 0
22 | 12 | 21:00 | 0 | 21:00 | 0
23 | 12 | 22:00 | 0 | 22:00 | 0
24 | 12 | 23:00 | 0 | 23:00 | 0
1 | 12 | 0:00 | 0 | 0:00 | 0
2 | 12 | 1:00 | 0 | 1:00 | 0
3 | 12 | 2:00 | 0 | 2:00 | 0
4 | 12 | 3:00 | 0 | 3:00 | 0
5 | 12 | 4:00 | 0 | 4:00 | 0
6 | 12 | 5:00 | 0 | 5:00 | 0
7 | 12 | 6:00 | 0 | 6:00 | 0
8 | 12 | 7:00 | 3.26 | 7:00 | 3.25
9 | 12 | 8:00 | 29.72 | 8:00 | 29.57
10 | 12 | 9:00 | 50.05 | 9:00 | 49.8
11 | 12 | 10:00 | 49.98 | 10:00 | 49.73
12 | 12 | 11:00 | 47.97 | 11:00 | 47.73
13 | 12 | 12:00 | 46.57 | 12:00 | 46.34
14 | 12 | 13:00 | 49.38 | 13:00 | 49.14
15 | 12 | 14:00 | 47.36 | 14:00 | 47.12
16 | 12 | 15:00 | 37.7 | 15:00 | 37.51
17 | 12 | 16:00 | 8.25 | 16:00 | 8.21
18 | 12 | 17:00 | 0 | 17:00 | 0
19 | 12 | 18:00 | 0 | 18:00 | 0
20 | 12 | 19:00 | 0 | 19:00 | 0
21 | 12 | 20:00 | 0 | 20:00 | 0
22 | 12 | 21:00 | 0 | 21:00 | 0
23 | 12 | 22:00 | 0 | 22:00 | 0
24 | 12 | 23:00 | 0 | 23:00 | 0
1 | 12 | 0:00 | 0 | 0:00 | 0
2 | 12 | 1:00 | 0 | 1:00 | 0
3 | 12 | 2:00 | 0 | 2:00 | 0
4 | 12 | 3:00 | 0 | 3:00 | 0
5 | 12 | 4:00 | 0 | 4:00 | 0
6 | 12 | 5:00 | 0 | 5:00 | 0
7 | 12 | 6:00 | 0 | 6:00 | 0
8 | 12 | 7:00 | 3.71 | 7:00 | 3.69
9 | 12 | 8:00 | 33.78 | 8:00 | 33.61
10 | 12 | 9:00 | 50.84 | 9:00 | 50.58
11 | 12 | 10:00 | 49.06 | 10:00 | 48.82
12 | 12 | 11:00 | 48.55 | 11:00 | 48.31
13 | 12 | 12:00 | 48.17 | 12:00 | 47.93
14 | 12 | 13:00 | 51.09 | 13:00 | 50.84
15 | 12 | 14:00 | 50.75 | 14:00 | 50.5
16 | 12 | 15:00 | 35.23 | 15:00 | 35.06
17 | 12 | 16:00 | 7.86 | 16:00 | 7.82
18 | 12 | 17:00 | 0 | 17:00 | 0
19 | 12 | 18:00 | 0 | 18:00 | 0
20 | 12 | 19:00 | 0 | 19:00 | 0
21 | 12 | 20:00 | 0 | 20:00 | 0
22 | 12 | 21:00 | 0 | 21:00 | 0
23 | 12 | 22:00 | 0 | 22:00 | 0
24 | 12 | 23:00 | 0 | 23:00 | 0
1 | 12 | 0:00 | 0 | 0:00 | 0
2 | 12 | 1:00 | 0 | 1:00 | 0
3 | 12 | 2:00 | 0 | 2:00 | 0
4 | 12 | 3:00 | 0 | 3:00 | 0
5 | 12 | 4:00 | 0 | 4:00 | 0
6 | 12 | 5:00 | 0 | 5:00 | 0
7 | 12 | 6:00 | 0 | 6:00 | 0
8 | 12 | 7:00 | 2.74 | 7:00 | 2.73
9 | 12 | 8:00 | 28.4 | 8:00 | 28.26
10 | 12 | 9:00 | 46.4 | 9:00 | 46.16
11 | 12 | 10:00 | 46.21 | 10:00 | 45.98
12 | 12 | 11:00 | 46.61 | 11:00 | 46.38
13 | 12 | 12:00 | 43.69 | 12:00 | 43.47
14 | 12 | 13:00 | 42.99 | 13:00 | 42.77
15 | 12 | 14:00 | 47.64 | 14:00 | 47.41
16 | 12 | 15:00 | 37.79 | 15:00 | 37.6
17 | 12 | 16:00 | 8.93 | 16:00 | 8.89
18 | 12 | 17:00 | 0 | 17:00 | 0
19 | 12 | 18:00 | 0 | 18:00 | 0
20 | 12 | 19:00 | 0 | 19:00 | 0
21 | 12 | 20:00 | 0 | 20:00 | 0
22 | 12 | 21:00 | 0 | 21:00 | 0
23 | 12 | 22:00 | 0 | 22:00 | 0
24 | 12 | 23:00 | 0 | 23:00 | 0
1 | 12 | 0:00 | 0 | 0:00 | 0
2 | 12 | 1:00 | 0 | 1:00 | 0
3 | 12 | 2:00 | 0 | 2:00 | 0
4 | 12 | 3:00 | 0 | 3:00 | 0
5 | 12 | 4:00 | 0 | 4:00 | 0
6 | 12 | 5:00 | 0 | 5:00 | 0
7 | 12 | 6:00 | 0 | 6:00 | 0
8 | 12 | 7:00 | 3.62 | 7:00 | 3.6
9 | 12 | 8:00 | 34 | 8:00 | 33.83
10 | 12 | 9:00 | 55.02 | 9:00 | 54.75
11 | 12 | 10:00 | 58.3 | 10:00 | 58.01
12 | 12 | 11:00 | 57.39 | 11:00 | 57.11
13 | 12 | 12:00 | 56.72 | 12:00 | 56.44
14 | 12 | 13:00 | 56.1 | 13:00 | 55.82
15 | 12 | 14:00 | 56.27 | 14:00 | 55.99
16 | 12 | 15:00 | 43.37 | 15:00 | 43.15
17 | 12 | 16:00 | 10.02 | 16:00 | 9.97
18 | 12 | 17:00 | 0 | 17:00 | 0
19 | 12 | 18:00 | 0 | 18:00 | 0
20 | 12 | 19:00 | 0 | 19:00 | 0
21 | 12 | 20:00 | 0 | 20:00 | 0
22 | 12 | 21:00 | 0 | 21:00 | 0
23 | 12 | 22:00 | 0 | 22:00 | 0
24 | 12 | 23:00 | 0 | 23:00 | 0
1 | 12 | 0:00 | 0 | 0:00 | 0
2 | 12 | 1:00 | 0 | 1:00 | 0
3 | 12 | 2:00 | 0 | 2:00 | 0
4 | 12 | 3:00 | 0 | 3:00 | 0
5 | 12 | 4:00 | 0 | 4:00 | 0
6 | 12 | 5:00 | 0 | 5:00 | 0
7 | 12 | 6:00 | 0 | 6:00 | 0
8 | 12 | 7:00 | 3.1 | 7:00 | 3.08
9 | 12 | 8:00 | 26.62 | 8:00 | 26.49
10 | 12 | 9:00 | 46.96 | 9:00 | 46.73
11 | 12 | 10:00 | 46.13 | 10:00 | 45.9
12 | 12 | 11:00 | 44.07 | 11:00 | 43.85
13 | 12 | 12:00 | 44.58 | 12:00 | 44.36
14 | 12 | 13:00 | 46.75 | 13:00 | 46.51
15 | 12 | 14:00 | 49.17 | 14:00 | 48.92
16 | 12 | 15:00 | 41.83 | 15:00 | 41.62
17 | 12 | 16:00 | 9.51 | 16:00 | 9.47
18 | 12 | 17:00 | 0 | 17:00 | 0
19 | 12 | 18:00 | 0 | 18:00 | 0
20 | 12 | 19:00 | 0 | 19:00 | 0
21 | 12 | 20:00 | 0 | 20:00 | 0
22 | 12 | 21:00 | 0 | 21:00 | 0
23 | 12 | 22:00 | 0 | 22:00 | 0
24 | 12 | 23:00 | 0 | 23:00 | 0
1 | 12 | 0:00 | 0 | 0:00 | 0
2 | 12 | 1:00 | 0 | 1:00 | 0
3 | 12 | 2:00 | 0 | 2:00 | 0
4 | 12 | 3:00 | 0 | 3:00 | 0
5 | 12 | 4:00 | 0 | 4:00 | 0
6 | 12 | 5:00 | 0 | 5:00 | 0
7 | 12 | 6:00 | 0 | 6:00 | 0
8 | 12 | 7:00 | 3.31 | 7:00 | 3.29
9 | 12 | 8:00 | 31.57 | 8:00 | 31.41
10 | 12 | 9:00 | 48.48 | 9:00 | 48.24
11 | 12 | 10:00 | 50.8 | 10:00 | 50.55
12 | 12 | 11:00 | 47.15 | 11:00 | 46.92
13 | 12 | 12:00 | 48.69 | 12:00 | 48.45
14 | 12 | 13:00 | 46.83 | 13:00 | 46.6
15 | 12 | 14:00 | 47.54 | 14:00 | 47.3
16 | 12 | 15:00 | 36.9 | 15:00 | 36.72
17 | 12 | 16:00 | 9.13 | 16:00 | 9.08
18 | 12 | 17:00 | 0 | 17:00 | 0
19 | 12 | 18:00 | 0 | 18:00 | 0
20 | 12 | 19:00 | 0 | 19:00 | 0
21 | 12 | 20:00 | 0 | 20:00 | 0
22 | 12 | 21:00 | 0 | 21:00 | 0
23 | 12 | 22:00 | 0 | 22:00 | 0
24 | 12 | 23:00 | 0 | 23:00 | 0
1 | 12 | 0:00 |  | 0:00

## P50 - Wind or PV + BESS
Hourly Profile - Resource + BESS
Enter Generation in P50 MWh for corresponding hours for Year 1 and Year 2 below. Example provided.
Note: P50 (Annual Expected Energy Quantity): The median or expected outcome; there is a 50% chance the actual annual generation will be higher than this value
|  | Year 1 P50 Energy Quantity | 245219.43 | Year 2 P50 Energy Quantity | 243993.44
Bidder ID #
Proposal ID #
Hour # | Month | Year 1 Hour | Year 1 Generation (MWh) | Year 2 Hour | Year 2 Generation (MWh)
| EXAMPLE | 1:00 | 0 | 1:00 | 0
2 | 1 | 1:00 | 0 | 1:00 | 0
3 | 1 | 2:00 | 0 | 2:00 | 0
4 | 1 | 3:00 | 0 | 3:00 | 0
5 | 1 | 4:00 | 0 | 4:00 | 0
6 | 1 | 5:00 | 0 | 5:00 | 0
7 | 1 | 6:00 | 0 | 6:00 | 0
8 | 1 | 7:00 | 2.69 | 7:00 | 2.68
9 | 1 | 8:00 | 27.22 | 8:00 | 27.09
10 | 1 | 9:00 | 45.92 | 9:00 | 45.69
11 | 1 | 10:00 | 45.07 | 10:00 | 44.85
12 | 1 | 11:00 | 45.34 | 11:00 | 45.12
13 | 1 | 12:00 | 45.48 | 12:00 | 45.25
14 | 1 | 13:00 | 50.66 | 13:00 | 50.41
15 | 1 | 14:00 | 51.67 | 14:00 | 51.41
16 | 1 | 15:00 | 39.21 | 15:00 | 39.01
17 | 1 | 16:00 | 9.68 | 16:00 | 9.63
18 | 1 | 17:00 | 0 | 17:00 | 0
19 | 1 | 18:00 | 0 | 18:00 | 0
20 | 1 | 19:00 | 0 | 19:00 | 0
21 | 1 | 20:00 | 0 | 20:00 | 0
22 | 1 | 21:00 | 0 | 21:00 | 0
23 | 1 | 22:00 | 0 | 22:00 | 0
24 | 1 | 23:00 | 0 | 23:00 | 0
1 | 1 | 0:00 | 0 | 0:00 | 0
2 | 1 | 1:00 | 0 | 1:00 | 0
3 | 1 | 2:00 | 0 | 2:00 | 0
4 | 1 | 3:00 | 0 | 3:00 | 0
5 | 1 | 4:00 | 0 | 4:00 | 0
6 | 1 | 5:00 | 0 | 5:00 | 0
7 | 1 | 6:00 | 0 | 6:00 | 0
8 | 1 | 7:00 | 3.65 | 7:00 | 3.63
9 | 1 | 8:00 | 35.27 | 8:00 | 35.09
10 | 1 | 9:00 | 59.11 | 9:00 | 58.81
11 | 1 | 10:00 | 54.58 | 10:00 | 54.3
12 | 1 | 11:00 | 53.89 | 11:00 | 53.63
13 | 1 | 12:00 | 52.36 | 12:00 | 52.1
14 | 1 | 13:00 | 55.01 | 13:00 | 54.73
15 | 1 | 14:00 | 53.41 | 14:00 | 53.14
16 | 1 | 15:00 | 42.14 | 15:00 | 41.93
17 | 1 | 16:00 | 10.8 | 16:00 | 10.75
18 | 1 | 17:00 | 0 | 17:00 | 0
19 | 1 | 18:00 | 0 | 18:00 | 0
20 | 1 | 19:00 | 0 | 19:00 | 0
21 | 1 | 20:00 | 0 | 20:00 | 0
22 | 1 | 21:00 | 0 | 21:00 | 0
23 | 1 | 22:00 | 0 | 22:00 | 0
24 | 1 | 23:00 | 0 | 23:00 | 0
1 | 1 | 0:00 | 0 | 0:00 | 0
2 | 1 | 1:00 | 0 | 1:00 | 0
3 | 1 | 2:00 | 0 | 2:00 | 0
4 | 1 | 3:00 | 0 | 3:00 | 0
5 | 1 | 4:00 | 0 | 4:00 | 0
6 | 1 | 5:00 | 0 | 5:00 | 0
7 | 1 | 6:00 | 0 | 6:00 | 0
8 | 1 | 7:00 | 3.9 | 7:00 | 3.88
9 | 1 | 8:00 | 37.81 | 8:00 | 37.62
10 | 1 | 9:00 | 63.95 | 9:00 | 63.63
11 | 1 | 10:00 | 63.51 | 10:00 | 63.19
12 | 1 | 11:00 | 59.56 | 11:00 | 59.27
13 | 1 | 12:00 | 56.57 | 12:00 | 56.29
14 | 1 | 13:00 | 61.53 | 13:00 | 61.22
15 | 1 | 14:00 | 65.71 | 14:00 | 65.38
16 | 1 | 15:00 | 53.16 | 15:00 | 52.9
17 | 1 | 16:00 | 13.67 | 16:00 | 13.61
18 | 1 | 17:00 | 0 | 17:00 | 0
19 | 1 | 18:00 | 0 | 18:00 | 0
20 | 1 | 19:00 | 0 | 19:00 | 0
21 | 1 | 20:00 | 0 | 20:00 | 0
22 | 1 | 21:00 | 0 | 21:00 | 0
23 | 1 | 22:00 | 0 | 22:00 | 0
24 | 1 | 23:00 | 0 | 23:00 | 0
1 | 1 | 0:00 | 0 | 0:00 | 0
2 | 1 | 1:00 | 0 | 1:00 | 0
3 | 1 | 2:00 | 0 | 2:00 | 0
4 | 1 | 3:00 | 0 | 3:00 | 0
5 | 1 | 4:00 | 0 | 4:00 | 0
6 | 1 | 5:00 | 0 | 5:00 | 0
7 | 1 | 6:00 | 0 | 6:00 | 0
8 | 1 | 7:00 | 3.42 | 7:00 | 3.41
9 | 1 | 8:00 | 30.72 | 8:00 | 30.56
10 | 1 | 9:00 | 52.77 | 9:00 | 52.51
11 | 1 | 10:00 | 52.23 | 10:00 | 51.97
12 | 1 | 11:00 | 50.23 | 11:00 | 49.98
13 | 1 | 12:00 | 52.11 | 12:00 | 51.85
14 | 1 | 13:00 | 56.94 | 13:00 | 56.66
15 | 1 | 14:00 | 61.92 | 14:00 | 61.61
16 | 1 | 15:00 | 49.35 | 15:00 | 49.1
17 | 1 | 16:00 | 12.17 | 16:00 | 12.11
18 | 1 | 17:00 | 0 | 17:00 | 0
19 | 1 | 18:00 | 0 | 18:00 | 0
20 | 1 | 19:00 | 0 | 19:00 | 0
21 | 1 | 20:00 | 0 | 20:00 | 0
22 | 1 | 21:00 | 0 | 21:00 | 0
23 | 1 | 22:00 | 0 | 22:00 | 0
24 | 1 | 23:00 | 0 | 23:00 | 0
1 | 1 | 0:00 | 0 | 0:00 | 0
2 | 1 | 1:00 | 0 | 1:00 | 0
3 | 1 | 2:00 | 0 | 2:00 | 0
4 | 1 | 3:00 | 0 | 3:00 | 0
5 | 1 | 4:00 | 0 | 4:00 | 0
6 | 1 | 5:00 | 0 | 5:00 | 0
7 | 1 | 6:00 | 0 | 6:00 | 0
8 | 1 | 7:00 | 3.12 | 7:00 | 3.11
9 | 1 | 8:00 | 29.05 | 8:00 | 28.91
10 | 1 | 9:00 | 47.84 | 9:00 | 47.6
11 | 1 | 10:00 | 49.25 | 10:00 | 49
12 | 1 | 11:00 | 49.89 | 11:00 | 49.64
13 | 1 | 12:00 | 48.02 | 12:00 | 47.78
14 | 1 | 13:00 | 49.5 | 13:00 | 49.25
15 | 1 | 14:00 | 49.73 | 14:00 | 49.48
16 | 1 | 15:00 | 41.5 | 15:00 | 41.29
17 | 1 | 16:00 | 11.93 | 16:00 | 11.87
18 | 1 | 17:00 | 0 | 17:00 | 0
19 | 1 | 18:00 | 0 | 18:00 | 0
20 | 1 | 19:00 | 0 | 19:00 | 0
21 | 1 | 20:00 | 0 | 20:00 | 0
22 | 1 | 21:00 | 0 | 21:00 | 0
23 | 1 | 22:00 | 0 | 22:00 | 0
24 | 1 | 23:00 | 0 | 23:00 | 0
1 | 1 | 0:00 | 0 | 0:00 | 0
2 | 1 | 1:00 | 0 | 1:00 | 0
3 | 1 | 2:00 | 0 | 2:00 | 0
4 | 1 | 3:00 | 0 | 3:00 | 0
5 | 1 | 4:00 | 0 | 4:00 | 0
6 | 1 | 5:00 | 0 | 5:00 | 0
7 | 1 | 6:00 | 0 | 6:00 | 0
8 | 1 | 7:00 | 3.65 | 7:00 | 3.63
9 | 1 | 8:00 | 35.86 | 8:00 | 35.68
10 | 1 | 9:00 | 59.42 | 9:00 | 59.12
11 | 1 | 10:00 | 59.15 | 10:00 | 58.86
12 | 1 | 11:00 | 58.81 | 11:00 | 58.52
13 | 1 | 12:00 | 57.63 | 12:00 | 57.35
14 | 1 | 13:00 | 60.76 | 13:00 | 60.46
15 | 1 | 14:00 | 59.81 | 14:00 | 59.51
16 | 1 | 15:00 | 51.3 | 15:00 | 51.04
17 | 1 | 16:00 | 14.33 | 16:00 | 14.26
18 | 1 | 17:00 | 0 | 17:00 | 0
19 | 1 | 18:00 | 0 | 18:00 | 0
20 | 1 | 19:00 | 0 | 19:00 | 0
21 | 1 | 20:00 | 0 | 20:00 | 0
22 | 1 | 21:00 | 0 | 21:00 | 0
23 | 1 | 22:00 | 0 | 22:00 | 0
24 | 1 | 23:00 | 0 | 23:00 | 0
1 | 1 | 0:00 | 0 | 0:00 | 0
2 | 1 | 1:00 | 0 | 1:00 | 0
3 | 1 | 2:00 | 0 | 2:00 | 0
4 | 1 | 3:00 | 0 | 3:00 | 0
5 | 1 | 4:00 | 0 | 4:00 | 0
6 | 1 | 5:00 | 0 | 5:00 | 0
7 | 1 | 6:00 | 0 | 6:00 | 0
8 | 1 | 7:00 | 3.12 | 7:00 | 3.1
9 | 1 | 8:00 | 31 | 8:00 | 30.85
10 | 1 | 9:00 | 50.97 | 9:00 | 50.72
11 | 1 | 10:00 | 52.57 | 10:00 | 52.3
12 | 1 | 11:00 | 53.43 | 11:00 | 53.16
13 | 1 | 12:00 | 52.85 | 12:00 | 52.59
14 | 1 | 13:00 | 55.28 | 13:00 | 55
15 | 1 | 14:00 | 54.23 | 14:00 | 53.96
16 | 1 | 15:00 | 48.33 | 15:00 | 48.09
17 | 1 | 16:00 | 13.31 | 16:00 | 13.24
18 | 1 | 17:00 | 0 | 17:00 | 0
19 | 1 | 18:00 | 0 | 18:00 | 0
20 | 1 | 19:00 | 0 | 19:00 | 0
21 | 1 | 20:00 | 0 | 20:00 | 0
22 | 1 | 21:00 | 0 | 21:00 | 0
23 | 1 | 22:00 | 0 | 22:00 | 0
24 | 1 | 23:00 | 0 | 23:00 | 0
1 | 1 | 0:00 | 0 | 0:00 | 0
2 | 1 | 1:00 | 0 | 1:00 | 0
3 | 1 | 2:00 | 0 | 2:00 | 0
4 | 1 | 3:00 | 0 | 3:00 | 0
5 | 1 | 4:00 | 0 | 4:00 | 0
6 | 1 | 5:00 | 0 | 5:00 | 0
7 | 1 | 6:00 | 0 | 6:00 | 0
8 | 1 | 7:00 | 3.27 | 7:00 | 3.25
9 | 1 | 8:00 | 28.44 | 8:00 | 28.3
10 | 1 | 9:00 | 46.52 | 9:00 | 46.29
11 | 1 | 10:00 | 48.81 | 10:00 | 48.56
12 | 1 | 11:00 | 47.46 | 11:00 | 47.22
13 | 1 | 12:00 | 46.2 | 12:00 | 45.97
14 | 1 | 13:00 | 44.25 | 13:00 | 44.03
15 | 1 | 14:00 | 46.23 | 14:00 | 45.99
16 | 1 | 15:00 | 40.75 | 15:00 | 40.55
17 | 1 | 16:00 | 13.15 | 16:00 | 13.09
18 | 1 | 17:00 | 0 | 17:00 | 0
19 | 1 | 18:00 | 0 | 18:00 | 0
20 | 1 | 19:00 | 0 | 19:00 | 0
21 | 1 | 20:00 | 0 | 20:00 | 0
22 | 1 | 21:00 | 0 | 21:00 | 0
23 | 1 | 22:00 | 0 | 22:00 | 0
24 | 1 | 23:00 | 0 | 23:00 | 0
1 | 1 | 0:00 | 0 | 0:00 | 0
2 | 1 | 1:00 | 0 | 1:00 | 0
3 | 1 | 2:00 | 0 | 2:00 | 0
4 | 1 | 3:00 | 0 | 3:00 | 0
5 | 1 | 4:00 | 0 | 4:00 | 0
6 | 1 | 5:00 | 0 | 5:00 | 0
7 | 1 | 6:00 | 0 | 6:00 | 0
8 | 1 | 7:00 | 2.71 | 7:00 | 2.7
9 | 1 | 8:00 | 28.31 | 8:00 | 28.17
10 | 1 | 9:00 | 46.71 | 9:00 | 46.47
11 | 1 | 10:00 | 45.91 | 10:00 | 45.68
12 | 1 | 11:00 | 45.15 | 11:00 | 44.92
13 | 1 | 12:00 | 42.67 | 12:00 | 42.45
14 | 1 | 13:00 | 44.4 | 13:00 | 44.18
15 | 1 | 14:00 | 44.41 | 14:00 | 44.19
16 | 1 | 15:00 | 38.95 | 15:00 | 38.75
17 | 1 | 16:00 | 11.52 | 16:00 | 11.46
18 | 1 | 17:00 | 0 | 17:00 | 0
19 | 1 | 18:00 | 0 | 18:00 | 0
20 | 1 | 19:00 | 0 | 19:00 | 0
21 | 1 | 20:00 | 0 | 20:00 | 0
22 | 1 | 21:00 | 0 | 21:00 | 0
23 | 1 | 22:00 | 0 | 22:00 | 0
24 | 1 | 23:00 | 0 | 23:00 | 0
1 | 1 | 0:00 | 0 | 0:00 | 0
2 | 1 | 1:00 | 0 | 1:00 | 0
3 | 1 | 2:00 | 0 | 2:00 | 0
4 | 1 | 3:00 | 0 | 3:00 | 0
5 | 1 | 4:00 | 0 | 4:00 | 0
6 | 1 | 5:00 | 0 | 5:00 | 0
7 | 1 | 6:00 | 0 | 6:00 | 0
8 | 1 | 7:00 | 3.18 | 7:00 | 3.17
9 | 1 | 8:00 | 28.43 | 8:00 | 28.29
10 | 1 | 9:00 | 46.46 | 9:00 | 46.23
11 | 1 | 10:00 | 47.96 | 10:00 | 47.72
12 | 1 | 11:00 | 48.28 | 11:00 | 48.04
13 | 1 | 12:00 | 48.98 | 12:00 | 48.74
14 | 1 | 13:00 | 49.38 | 13:00 | 49.13
15 | 1 | 14:00 | 47.26 | 14:00 | 47.03
16 | 1 | 15:00 | 40.16 | 15:00 | 39.96
17 | 1 | 16:00 | 12 | 16:00 | 11.94
18 | 1 | 17:00 | 0 | 17:00 | 0
19 | 1 | 18:00 | 0 | 18:00 | 0
20 | 1 | 19:00 | 0 | 19:00 | 0
21 | 1 | 20:00 | 0 | 20:00 | 0
22 | 1 | 21:00 | 0 | 21:00 | 0
23 | 1 | 22:00 | 0 | 22:00 | 0
24 | 1 | 23:00 | 0 | 23:00 | 0
1 | 1 | 0:00 | 0 | 0:00 | 0
2 | 1 | 1:00 | 0 | 1:00 | 0
3 | 1 | 2:00 | 0 | 2:00 | 0
4 | 1 | 3:00 | 0 | 3:00 | 0
5 | 1 | 4:00 | 0 | 4:00 | 0
6 | 1 | 5:00 | 0 | 5:00 | 0
7 | 1 | 6:00 | 0 | 6:00 | 0
8 | 1 | 7:00 | 3.99 | 7:00 | 3.97
9 | 1 | 8:00 | 37.08 | 8:00 | 36.89
10 | 1 | 9:00 | 62.42 | 9:00 | 62.1
11 | 1 | 10:00 | 63.79 | 10:00 | 63.48
12 | 1 | 11:00 | 60.83 | 11:00 | 60.53
13 | 1 | 12:00 | 57.9 | 12:00 | 57.61
14 | 1 | 13:00 | 56.91 | 13:00 | 56.62
15 | 1 | 14:00 | 55.62 | 14:00 | 55.34
16 | 1 | 15:00 | 53.58 | 15:00 | 53.31
17 | 1 | 16:00 | 17.31 | 16:00 | 17.23
18 | 1 | 17:00 | 0 | 17:00 | 0
19 | 1 | 18:00 | 0 | 18:00 | 0
20 | 1 | 19:00 | 0 | 19:00 | 0
21 | 1 | 20:00 | 0 | 20:00 | 0
22 | 1 | 21:00 | 0 | 21:00 | 0
23 | 1 | 22:00 | 0 | 22:00 | 0
24 | 1 | 23:00 | 0 | 23:00 | 0
1 | 1 | 0:00 | 0 | 0:00 | 0
2 | 1 | 1:00 | 0 | 1:00 | 0
3 | 1 | 2:00 | 0 | 2:00 | 0
4 | 1 | 3:00 | 0 | 3:00 | 0
5 | 1 | 4:00 | 0 | 4:00 | 0
6 | 1 | 5:00 | 0 | 5:00 | 0
7 | 1 | 6:00 | 0 | 6:00 | 0
8 | 1 | 7:00 | 3.18 | 7:00 | 3.16
9 | 1 | 8:00 | 27.24 | 8:00 | 27.11
10 | 1 | 9:00 | 43.51 | 9:00 | 43.3
11 | 1 | 10:00 | 49.23 | 10:00 | 48.99
12 | 1 | 11:00 | 50.08 | 11:00 | 49.83
13 | 1 | 12:00 | 45.28 | 12:00 | 45.05
14 | 1 | 13:00 | 46.81 | 13:00 | 46.57
15 | 1 | 14:00 | 45.98 | 14:00 | 45.75
16 | 1 | 15:00 | 41.18 | 15:00 | 40.97
17 | 1 | 16:00 | 14.05 | 16:00 | 13.98
18 | 1 | 17:00 | 0 | 17:00 | 0
19 | 1 | 18:00 | 0 | 18:00 | 0
20 | 1 | 19:00 | 0 | 19:00 | 0
21 | 1 | 20:00 | 0 | 20:00 | 0
22 | 1 | 21:00 | 0 | 21:00 | 0
23 | 1 | 22:00 | 0 | 22:00 | 0
24 | 1 | 23:00 | 0 | 23:00 | 0
1 | 1 | 0:00 | 0 | 0:00 | 0
2 | 1 | 1:00 | 0 | 1:00 | 0
3 | 1 | 2:00 | 0 | 2:00 | 0
4 | 1 | 3:00 | 0 | 3:00 | 0
5 | 1 | 4:00 | 0 | 4:00 | 0
6 | 1 | 5:00 | 0 | 5:00 | 0
7 | 1 | 6:00 | 0 | 6:00 | 0
8 | 1 | 7:00 | 3.29 | 7:00 | 3.27
9 | 1 | 8:00 | 32.47 | 8:00 | 32.31
10 | 1 | 9:00 | 55.1 | 9:00 | 54.82
11 | 1 | 10:00 | 54.34 | 10:00 | 54.07
12 | 1 | 11:00 | 52.92 | 11:00 | 52.66
13 | 1 | 12:00 | 47.41 | 12:00 | 47.17
14 | 1 | 13:00 | 53.18 | 13:00 | 52.92
15 | 1 | 14:00 | 60.18 | 14:00 | 59.88
16 | 1 | 15:00 | 55.77 | 15:00 | 55.49
17 | 1 | 16:00 | 18.32 | 16:00 | 18.23
18 | 1 | 17:00 | 0 | 17:00 | 0
19 | 1 | 18:00 | 0 | 18:00 | 0
20 | 1 | 19:00 | 0 | 19:00 | 0
21 | 1 | 20:00 | 0 | 20:00 | 0
22 | 1 | 21:00 | 0 | 21:00 | 0
23 | 1 | 22:00 | 0 | 22:00 | 0
24 | 1 | 23:00 | 0 | 23:00 | 0
1 | 1 | 0:00 | 0 | 0:00 | 0
2 | 1 | 1:00 | 0 | 1:00 | 0
3 | 1 | 2:00 | 0 | 2:00 | 0
4 | 1 | 3:00 | 0 | 3:00 | 0
5 | 1 | 4:00 | 0 | 4:00 | 0
6 | 1 | 5:00 | 0 | 5:00 | 0
7 | 1 | 6:00 | 0 | 6:00 | 0
8 | 1 | 7:00 | 3.96 | 7:00 | 3.94
9 | 1 | 8:00 | 35.71 | 8:00 | 35.54
10 | 1 | 9:00 | 56.33 | 9:00 | 56.05
11 | 1 | 10:00 | 57.01 | 10:00 | 56.72
12 | 1 | 11:00 | 57.08 | 11:00 | 56.8
13 | 1 | 12:00 | 56.58 | 12:00 | 56.3
14 | 1 | 13:00 | 59.89 | 13:00 | 59.59
15 | 1 | 14:00 | 65.42 | 14:00 | 65.09
16 | 1 | 15:00 | 58.5 | 15:00 | 58.21
17 | 1 | 16:00 | 18.65 | 16:00 | 18.56
18 | 1 | 17:00 | 0 | 17:00 | 0
19 | 1 | 18:00 | 0 | 18:00 | 0
20 | 1 | 19:00 | 0 | 19:00 | 0
21 | 1 | 20:00 | 0 | 20:00 | 0
22 | 1 | 21:00 | 0 | 21:00 | 0
23 | 1 | 22:00 | 0 | 22:00 | 0
24 | 1 | 23:00 | 0 | 23:00 | 0
1 | 1 | 0:00 | 0 | 0:00 | 0
2 | 1 | 1:00 | 0 | 1:00 | 0
3 | 1 | 2:00 | 0 | 2:00 | 0
4 | 1 | 3:00 | 0 | 3:00 | 0
5 | 1 | 4:00 | 0 | 4:00 | 0
6 | 1 | 5:00 | 0 | 5:00 | 0
7 | 1 | 6:00 | 0 | 6:00 | 0
8 | 1 | 7:00 | 3.8 | 7:00 | 3.78
9 | 1 | 8:00 | 35.61 | 8:00 | 35.43
10 | 1 | 9:00 | 58.02 | 9:00 | 57.73
11 | 1 | 10:00 | 60.53 | 10:00 | 60.22
12 | 1 | 11:00 | 60.29 | 11:00 | 59.99
13 | 1 | 12:00 | 56.15 | 12:00 | 55.87
14 | 1 | 13:00 | 57.87 | 13:00 | 57.58
15 | 1 | 14:00 | 59.72 | 14:00 | 59.42
16 | 1 | 15:00 | 52.86 | 15:00 | 52.6
17 | 1 | 16:00 | 18.25 | 16:00 | 18.16
18 | 1 | 17:00 | 0 | 17:00 | 0
19 | 1 | 18:00 | 0 | 18:00 | 0
20 | 1 | 19:00 | 0 | 19:00 | 0
21 | 1 | 20:00 | 0 | 20:00 | 0
22 | 1 | 21:00 | 0 | 21:00 | 0
23 | 1 | 22:00 | 0 | 22:00 | 0
24 | 1 | 23:00 | 0 | 23:00 | 0
1 | 1 | 0:00 | 0 | 0:00 | 0
2 | 1 | 1:00 | 0 | 1:00 | 0
3 | 1 | 2:00 | 0 | 2:00 | 0
4 | 1 | 3:00 | 0 | 3:00 | 0
5 | 1 | 4:00 | 0 | 4:00 | 0
6 | 1 | 5:00 | 0 | 5:00 | 0
7 | 1 | 6:00 | 0 | 6:00 | 0
8 | 1 | 7:00 | 2.34 | 7:00 | 2.33
9 | 1 | 8:00 | 20.65 | 8:00 | 20.55
10 | 1 | 9:00 | 34.57 | 9:00 | 34.39
11 | 1 | 10:00 | 44.47 | 10:00 | 44.25
12 | 1 | 11:00 | 47.55 | 11:00 | 47.31
13 | 1 | 12:00 | 43.31 | 12:00 | 43.1
14 | 1 | 13:00 | 39.41 | 13:00 | 39.22
15 | 1 | 14:00 | 37.9 | 14:00 | 37.71
16 | 1 | 15:00 | 32.67 | 15:00 | 32.51
17 | 1 | 16:00 | 12.72 | 16:00 | 12.66
18 | 1 | 17:00 | 0 | 17:00 | 0
19 | 1 | 18:00 | 0 | 18:00 | 0
20 | 1 | 19:00 | 0 | 19:00 | 0
21 | 1 | 20:00 | 0 | 20:00 | 0
22 | 1 | 21:00 | 0 | 21:00 | 0
23 | 1 | 22:00 | 0 | 22:00 | 0
24 | 1 | 23:00 | 0 | 23:00 | 0
1 | 1 | 0:00 | 0 | 0:00 | 0
2 | 1 | 1:00 | 0 | 1:00 | 0
3 | 1 | 2:00 | 0 | 2:00 | 0
4 | 1 | 3:00 | 0 | 3:00 | 0
5 | 1 | 4:00 | 0 | 4:00 | 0
6 | 1 | 5:00 | 0 | 5:00 | 0
7 | 1 | 6:00 | 0 | 6:00 | 0
8 | 1 | 7:00 | 3.36 | 7:00 | 3.35
9 | 1 | 8:00 | 29.16 | 8:00 | 29.01
10 | 1 | 9:00 | 44.75 | 9:00 | 44.52
11 | 1 | 10:00 | 49.52 | 10:00 | 49.28
12 | 1 | 11:00 | 50.12 | 11:00 | 49.87
13 | 1 | 12:00 | 48.78 | 12:00 | 48.54
14 | 1 | 13:00 | 47.93 | 13:00 | 47.69
15 | 1 | 14:00 | 50.77 | 14:00 | 50.52
16 | 1 | 15:00 | 46.88 | 15:00 | 46.65
17 | 1 | 16:00 | 17.16 | 16:00 | 17.08
18 | 1 | 17:00 | 0 | 17:00 | 0
19 | 1 | 18:00 | 0 | 18:00 | 0
20 | 1 | 19:00 | 0 | 19:00 | 0
21 | 1 | 20:00 | 0 | 20:00 | 0
22 | 1 | 21:00 | 0 | 21:00 | 0
23 | 1 | 22:00 | 0 | 22:00 | 0
24 | 1 | 23:00 | 0 | 23:00 | 0
1 | 1 | 0:00 | 0 | 0:00 | 0
2 | 1 | 1:00 | 0 | 1:00 | 0
3 | 1 | 2:00 | 0 | 2:00 | 0
4 | 1 | 3:00 | 0 | 3:00 | 0
5 | 1 | 4:00 | 0 | 4:00 | 0
6 | 1 | 5:00 | 0 | 5:00 | 0
7 | 1 | 6:00 | 0 | 6:00 | 0
8 | 1 | 7:00 | 3.86 | 7:00 | 3.84
9 | 1 | 8:00 | 35.41 | 8:00 | 35.23
10 | 1 | 9:00 | 57.57 | 9:00 | 57.28
11 | 1 | 10:00 | 62.22 | 10:00 | 61.91
12 | 1 | 11:00 | 62.09 | 11:00 | 61.78
13 | 1 | 12:00 | 61.65 | 12:00 | 61.34
14 | 1 | 13:00 | 60.84 | 13:00 | 60.54
15 | 1 | 14:00 | 57.02 | 14:00 | 56.74
16 | 1 | 15:00 | 52.35 | 15:00 | 52.09
17 | 1 | 16:00 | 19.04 | 16:00 | 18.95
18 | 1 | 17:00 | 0 | 17:00 | 0
19 | 1 | 18:00 | 0 | 18:00 | 0
20 | 1 | 19:00 | 0 | 19:00 | 0
21 | 1 | 20:00 | 0 | 20:00 | 0
22 | 1 | 21:00 | 0 | 21:00 | 0
23 | 1 | 22:00 | 0 | 22:00 | 0
24 | 1 | 23:00 | 0 | 23:00 | 0
1 | 1 | 0:00 | 0 | 0:00 | 0
2 | 1 | 1:00 | 0 | 1:00 | 0
3 | 1 | 2:00 | 0 | 2:00 | 0
4 | 1 | 3:00 | 0 | 3:00 | 0
5 | 1 | 4:00 | 0 | 4:00 | 0
6 | 1 | 5:00 | 0 | 5:00 | 0
7 | 1 | 6:00 | 0 | 6:00 | 0
8 | 1 | 7:00 | 3.93 | 7:00 | 3.91
9 | 1 | 8:00 | 33.8 | 8:00 | 33.63
10 | 1 | 9:00 | 58.2 | 9:00 | 57.9
11 | 1 | 10:00 | 63.82 | 10:00 | 63.5
12 | 1 | 11:00 | 60.5 | 11:00 | 60.2
13 | 1 | 12:00 | 56.73 | 12:00 | 56.45
14 | 1 | 13:00 | 53.61 | 13:00 | 53.34
15 | 1 | 14:00 | 59.92 | 14:00 | 59.62
16 | 1 | 15:00 | 53.23 | 15:00 | 52.96
17 | 1 | 16:00 | 20.05 | 16:00 | 19.95
18 | 1 | 17:00 | 0 | 17:00 | 0
19 | 1 | 18:00 | 0 | 18:00 | 0
20 | 1 | 19:00 | 0 | 19:00 | 0
21 | 1 | 20:00 | 0 | 20:00 | 0
22 | 1 | 21:00 | 0 | 21:00 | 0
23 | 1 | 22:00 | 0 | 22:00 | 0
24 | 1 | 23:00 | 0 | 23:00 | 0
1 | 1 | 0:00 | 0 | 0:00 | 0
2 | 1 | 1:00 | 0 | 1:00 | 0
3 | 1 | 2:00 | 0 | 2:00 | 0
4 | 1 | 3:00 | 0 | 3:00 | 0
5 | 1 | 4:00 | 0 | 4:00 | 0
6 | 1 | 5:00 | 0 | 5:00 | 0
7 | 1 | 6:00 | 0 | 6:00 | 0
8 | 1 | 7:00 | 4.59 | 7:00 | 4.57
9 | 1 | 8:00 | 35.38 | 8:00 | 35.21
10 | 1 | 9:00 | 54.55 | 9:00 | 54.28
11 | 1 | 10:00 | 53.69 | 10:00 | 53.43
12 | 1 | 11:00 | 54.15 | 11:00 | 53.88
13 | 1 | 12:00 | 50.62 | 12:00 | 50.36
14 | 1 | 13:00 | 53.56 | 13:00 | 53.3
15 | 1 | 14:00 | 52.95 | 14:00 | 52.69
16 | 1 | 15:00 | 52.18 | 15:00 | 51.92
17 | 1 | 16:00 | 19.92 | 16:00 | 19.82
18 | 1 | 17:00 | 0 | 17:00 | 0
19 | 1 | 18:00 | 0 | 18:00 | 0
20 | 1 | 19:00 | 0 | 19:00 | 0
21 | 1 | 20:00 | 0 | 20:00 | 0
22 | 1 | 21:00 | 0 | 21:00 | 0
23 | 1 | 22:00 | 0 | 22:00 | 0
24 | 1 | 23:00 | 0 | 23:00 | 0
1 | 1 | 0:00 | 0 | 0:00 | 0
2 | 1 | 1:00 | 0 | 1:00 | 0
3 | 1 | 2:00 | 0 | 2:00 | 0
4 | 1 | 3:00 | 0 | 3:00 | 0
5 | 1 | 4:00 | 0 | 4:00 | 0
6 | 1 | 5:00 | 0 | 5:00 | 0
7 | 1 | 6:00 | 0 | 6:00 | 0
8 | 1 | 7:00 | 4.18 | 7:00 | 4.16
9 | 1 | 8:00 | 33.95 | 8:00 | 33.78
10 | 1 | 9:00 | 54.53 | 9:00 | 54.25
11 | 1 | 10:00 | 55.61 | 10:00 | 55.33
12 | 1 | 11:00 | 51.12 | 11:00 | 50.87
13 | 1 | 12:00 | 48.89 | 12:00 | 48.64
14 | 1 | 13:00 | 48.13 | 13:00 | 47.89
15 | 1 | 14:00 | 51.58 | 14:00 | 51.33
16 | 1 | 15:00 | 46.21 | 15:00 | 45.98
17 | 1 | 16:00 | 18.61 | 16:00 | 18.51
18 | 1 | 17:00 | 0 | 17:00 | 0
19 | 1 | 18:00 | 0 | 18:00 | 0
20 | 1 | 19:00 | 0 | 19:00 | 0
21 | 1 | 20:00 | 0 | 20:00 | 0
22 | 1 | 21:00 | 0 | 21:00 | 0
23 | 1 | 22:00 | 0 | 22:00 | 0
24 | 1 | 23:00 | 0 | 23:00 | 0
1 | 1 | 0:00 | 0 | 0:00 | 0
2 | 1 | 1:00 | 0 | 1:00 | 0
3 | 1 | 2:00 | 0 | 2:00 | 0
4 | 1 | 3:00 | 0 | 3:00 | 0
5 | 1 | 4:00 | 0 | 4:00 | 0
6 | 1 | 5:00 | 0 | 5:00 | 0
7 | 1 | 6:00 | 0 | 6:00 | 0
8 | 1 | 7:00 | 4.08 | 7:00 | 4.06
9 | 1 | 8:00 | 30.29 | 8:00 | 30.14
10 | 1 | 9:00 | 47.64 | 9:00 | 47.4
11 | 1 | 10:00 | 51.78 | 10:00 | 51.52
12 | 1 | 11:00 | 50.09 | 11:00 | 49.83
13 | 1 | 12:00 | 44.5 | 12:00 | 44.28
14 | 1 | 13:00 | 44.24 | 13:00 | 44.02
15 | 1 | 14:00 | 46.45 | 14:00 | 46.21
16 | 1 | 15:00 | 42.63 | 15:00 | 42.42
17 | 1 | 16:00 | 16.87 | 16:00 | 16.78
18 | 1 | 17:00 | 0 | 17:00 | 0
19 | 1 | 18:00 | 0 | 18:00 | 0
20 | 1 | 19:00 | 0 | 19:00 | 0
21 | 1 | 20:00 | 0 | 20:00 | 0
22 | 1 | 21:00 | 0 | 21:00 | 0
23 | 1 | 22:00 | 0 | 22:00 | 0
24 | 1 | 23:00 | 0 | 23:00 | 0
1 | 1 | 0:00 | 0 | 0:00 | 0
2 | 1 | 1:00 | 0 | 1:00 | 0
3 | 1 | 2:00 | 0 | 2:00 | 0
4 | 1 | 3:00 | 0 | 3:00 | 0
5 | 1 | 4:00 | 0 | 4:00 | 0
6 | 1 | 5:00 | 0 | 5:00 | 0
7 | 1 | 6:00 | 0 | 6:00 | 0
8 | 1 | 7:00 | 3.69 | 7:00 | 3.67
9 | 1 | 8:00 | 27.29 | 8:00 | 27.15
10 | 1 | 9:00 | 44.14 | 9:00 | 43.92
11 | 1 | 10:00 | 51.04 | 10:00 | 50.78
12 | 1 | 11:00 | 55.75 | 11:00 | 55.47
13 | 1 | 12:00 | 55.67 | 12:00 | 55.39
14 | 1 | 13:00 | 53.23 | 13:00 | 52.96
15 | 1 | 14:00 | 55.46 | 14:00 | 55.18
16 | 1 | 15:00 | 51.55 | 15:00 | 51.3
17 | 1 | 16:00 | 19.95 | 16:00 | 19.85
18 | 1 | 17:00 | 0 | 17:00 | 0
19 | 1 | 18:00 | 0 | 18:00 | 0
20 | 1 | 19:00 | 0 | 19:00 | 0
21 | 1 | 20:00 | 0 | 20:00 | 0
22 | 1 | 21:00 | 0 | 21:00 | 0
23 | 1 | 22:00 | 0 | 22:00 | 0
24 | 1 | 23:00 | 0 | 23:00 | 0
1 | 1 | 0:00 | 0 | 0:00 | 0
2 | 1 | 1:00 | 0 | 1:00 | 0
3 | 1 | 2:00 | 0 | 2:00 | 0
4 | 1 | 3:00 | 0 | 3:00 | 0
5 | 1 | 4:00 | 0 | 4:00 | 0
6 | 1 | 5:00 | 0 | 5:00 | 0
7 | 1 | 6:00 | 0 | 6:00 | 0
8 | 1 | 7:00 | 6.01 | 7:00 | 5.98
9 | 1 | 8:00 | 43.2 | 8:00 | 42.98
10 | 1 | 9:00 | 65.6 | 9:00 | 65.27
11 | 1 | 10:00 | 66.48 | 10:00 | 66.15
12 | 1 | 11:00 | 62.19 | 11:00 | 61.88
13 | 1 | 12:00 | 62.75 | 12:00 | 62.44
14 | 1 | 13:00 | 61.04 | 13:00 | 60.73
15 | 1 | 14:00 | 63.57 | 14:00 | 63.25
16 | 1 | 15:00 | 58.53 | 15:00 | 58.24
17 | 1 | 16:00 | 25.07 | 16:00 | 24.95
18 | 1 | 17:00 | 0 | 17:00 | 0
19 | 1 | 18:00 | 0 | 18:00 | 0
20 | 1 | 19:00 | 0 | 19:00 | 0
21 | 1 | 20:00 | 0 | 20:00 | 0
22 | 1 | 21:00 | 0 | 21:00 | 0
23 | 1 | 22:00 | 0 | 22:00 | 0
24 | 1 | 23:00 | 0 | 23:00 | 0
1 | 1 | 0:00 | 0 | 0:00 | 0
2 | 1 | 1:00 | 0 | 1:00 | 0
3 | 1 | 2:00 | 0 | 2:00 | 0
4 | 1 | 3:00 | 0 | 3:00 | 0
5 | 1 | 4:00 | 0 | 4:00 | 0
6 | 1 | 5:00 | 0 | 5:00 | 0
7 | 1 | 6:00 | 0 | 6:00 | 0
8 | 1 | 7:00 | 4.32 | 7:00 | 4.3
9 | 1 | 8:00 | 33.14 | 8:00 | 32.97
10 | 1 | 9:00 | 57.09 | 9:00 | 56.8
11 | 1 | 10:00 | 59.68 | 10:00 | 59.39
12 | 1 | 11:00 | 57.27 | 11:00 | 56.98
13 | 1 | 12:00 | 55.85 | 12:00 | 55.57
14 | 1 | 13:00 | 51.79 | 13:00 | 51.53
15 | 1 | 14:00 | 51.99 | 14:00 | 51.73
16 | 1 | 15:00 | 54.37 | 15:00 | 54.1
17 | 1 | 16:00 | 24.28 | 16:00 | 24.16
18 | 1 | 17:00 | 0.04 | 17:00 | 0.04
19 | 1 | 18:00 | 0 | 18:00 | 0
20 | 1 | 19:00 | 0 | 19:00 | 0
21 | 1 | 20:00 | 0 | 20:00 | 0
22 | 1 | 21:00 | 0 | 21:00 | 0
23 | 1 | 22:00 | 0 | 22:00 | 0
24 | 1 | 23:00 | 0 | 23:00 | 0
1 | 1 | 0:00 | 0 | 0:00 | 0
2 | 1 | 1:00 | 0 | 1:00 | 0
3 | 1 | 2:00 | 0 | 2:00 | 0
4 | 1 | 3:00 | 0 | 3:00 | 0
5 | 1 | 4:00 | 0 | 4:00 | 0
6 | 1 | 5:00 | 0 | 5:00 | 0
7 | 1 | 6:00 | 0 | 6:00 | 0
8 | 1 | 7:00 | 5.93 | 7:00 | 5.91
9 | 1 | 8:00 | 43.38 | 8:00 | 43.16
10 | 1 | 9:00 | 69.43 | 9:00 | 69.08
11 | 1 | 10:00 | 70.9 | 10:00 | 70.55
12 | 1 | 11:00 | 66.98 | 11:00 | 66.64
13 | 1 | 12:00 | 61.68 | 12:00 | 61.37
14 | 1 | 13:00 | 62.73 | 13:00 | 62.42
15 | 1 | 14:00 | 64.54 | 14:00 | 64.22
16 | 1 | 15:00 | 61 | 15:00 | 60.7
17 | 1 | 16:00 | 27.92 | 16:00 | 27.78
18 | 1 | 17:00 | 0.21 | 17:00 | 0.21
19 | 1 | 18:00 | 0 | 18:00 | 0
20 | 1 | 19:00 | 0 | 19:00 | 0
21 | 1 | 20:00 | 0 | 20:00 | 0
22 | 1 | 21:00 | 0 | 21:00 | 0
23 | 1 | 22:00 | 0 | 22:00 | 0
24 | 1 | 23:00 | 0 | 23:00 | 0
1 | 1 | 0:00 | 0 | 0:00 | 0
2 | 1 | 1:00 | 0 | 1:00 | 0
3 | 1 | 2:00 | 0 | 2:00 | 0
4 | 1 | 3:00 | 0 | 3:00 | 0
5 | 1 | 4:00 | 0 | 4:00 | 0
6 | 1 | 5:00 | 0 | 5:00 | 0
7 | 1 | 6:00 | 0 | 6:00 | 0
8 | 1 | 7:00 | 4.93 | 7:00 | 4.9
9 | 1 | 8:00 | 34.74 | 8:00 | 34.56
10 | 1 | 9:00 | 55.02 | 9:00 | 54.74
11 | 1 | 10:00 | 59.73 | 10:00 | 59.43
12 | 1 | 11:00 | 61.15 | 11:00 | 60.84
13 | 1 | 12:00 | 57.63 | 12:00 | 57.34
14 | 1 | 13:00 | 59.05 | 13:00 | 58.76
15 | 1 | 14:00 | 60.82 | 14:00 | 60.52
16 | 1 | 15:00 | 57.19 | 15:00 | 56.91
17 | 1 | 16:00 | 24.28 | 16:00 | 24.16
18 | 1 | 17:00 | 0.38 | 17:00 | 0.38
19 | 1 | 18:00 | 0 | 18:00 | 0
20 | 1 | 19:00 | 0 | 19:00 | 0
21 | 1 | 20:00 | 0 | 20:00 | 0
22 | 1 | 21:00 | 0 | 21:00 | 0
23 | 1 | 22:00 | 0 | 22:00 | 0
24 | 1 | 23:00 | 0 | 23:00 | 0
1 | 1 | 0:00 | 0 | 0:00 | 0
2 | 1 | 1:00 | 0 | 1:00 | 0
3 | 1 | 2:00 | 0 | 2:00 | 0
4 | 1 | 3:00 | 0 | 3:00 | 0
5 | 1 | 4:00 | 0 | 4:00 | 0
6 | 1 | 5:00 | 0 | 5:00 | 0
7 | 1 | 6:00 | 0 | 6:00 | 0
8 | 1 | 7:00 | 4.44 | 7:00 | 4.42
9 | 1 | 8:00 | 29.46 | 8:00 | 29.31
10 | 1 | 9:00 | 46.66 | 9:00 | 46.43
11 | 1 | 10:00 | 49.96 | 10:00 | 49.71
12 | 1 | 11:00 | 49.47 | 11:00 | 49.22
13 | 1 | 12:00 | 45.68 | 12:00 | 45.45
14 | 1 | 13:00 | 44.96 | 13:00 | 44.73
15 | 1 | 14:00 | 46.76 | 14:00 | 46.52
16 | 1 | 15:00 | 43.67 | 15:00 | 43.45
17 | 1 | 16:00 | 20.43 | 16:00 | 20.33
18 | 1 | 17:00 | 0.35 | 17:00 | 0.35
19 | 1 | 18:00 | 0 | 18:00 | 0
20 | 1 | 19:00 | 0 | 19:00 | 0
21 | 1 | 20:00 | 0 | 20:00 | 0
22 | 1 | 21:00 | 0 | 21:00 | 0
23 | 1 | 22:00 | 0 | 22:00 | 0
24 | 1 | 23:00 | 0 | 23:00 | 0
1 | 1 | 0:00 | 0 | 0:00 | 0
2 | 1 | 1:00 | 0 | 1:00 | 0
3 | 1 | 2:00 | 0 | 2:00 | 0
4 | 1 | 3:00 | 0 | 3:00 | 0
5 | 1 | 4:00 | 0 | 4:00 | 0
6 | 1 | 5:00 | 0 | 5:00 | 0
7 | 1 | 6:00 | 0 | 6:00 | 0
8 | 1 | 7:00 | 4.37 | 7:00 | 4.35
9 | 1 | 8:00 | 30.77 | 8:00 | 30.61
10 | 1 | 9:00 | 45.72 | 9:00 | 45.49
11 | 1 | 10:00 | 48.42 | 10:00 | 48.18
12 | 1 | 11:00 | 45.99 | 11:00 | 45.76
13 | 1 | 12:00 | 46.34 | 12:00 | 46.11
14 | 1 | 13:00 | 46.36 | 13:00 | 46.13
15 | 1 | 14:00 | 40.81 | 14:00 | 40.61
16 | 1 | 15:00 | 40.81 | 15:00 | 40.6
17 | 1 | 16:00 | 19.81 | 16:00 | 19.71
18 | 1 | 17:00 | 0.48 | 17:00 | 0.47
19 | 1 | 18:00 | 0 | 18:00 | 0
20 | 1 | 19:00 | 0 | 19:00 | 0
21 | 1 | 20:00 | 0 | 20:00 | 0
22 | 1 | 21:00 | 0 | 21:00 | 0
23 | 1 | 22:00 | 0 | 22:00 | 0
24 | 1 | 23:00 | 0 | 23:00 | 0
1 | 1 | 0:00 | 0 | 0:00 | 0
2 | 1 | 1:00 | 0 | 1:00 | 0
3 | 1 | 2:00 | 0 | 2:00 | 0
4 | 1 | 3:00 | 0 | 3:00 | 0
5 | 1 | 4:00 | 0 | 4:00 | 0
6 | 1 | 5:00 | 0 | 5:00 | 0
7 | 1 | 6:00 | 0 | 6:00 | 0
8 | 1 | 7:00 | 5.42 | 7:00 | 5.4
9 | 1 | 8:00 | 33.34 | 8:00 | 33.17
10 | 1 | 9:00 | 55.23 | 9:00 | 54.95
11 | 1 | 10:00 | 55.22 | 10:00 | 54.95
12 | 1 | 11:00 | 54.48 | 11:00 | 54.2
13 | 1 | 12:00 | 55.13 | 12:00 | 54.85
14 | 1 | 13:00 | 56.4 | 13:00 | 56.11
15 | 1 | 14:00 | 60.26 | 14:00 | 59.96
16 | 1 | 15:00 | 56.06 | 15:00 | 55.78
17 | 1 | 16:00 | 27.45 | 16:00 | 27.31
18 | 1 | 17:00 | 0.78 | 17:00 | 0.78
19 | 1 | 18:00 | 0 | 18:00 | 0
20 | 1 | 19:00 | 0 | 19:00 | 0
21 | 1 | 20:00 | 0 | 20:00 | 0
22 | 1 | 21:00 | 0 | 21:00 | 0
23 | 1 | 22:00 | 0 | 22:00 | 0
24 | 1 | 23:00 | 0 | 23:00 | 0
1 | 1 | 0:00 | 0 | 0:00 | 0
2 | 1 | 1:00 | 0 | 1:00 | 0
3 | 1 | 2:00 | 0 | 2:00 | 0
4 | 1 | 3:00 | 0 | 3:00 | 0
5 | 1 | 4:00 | 0 | 4:00 | 0
6 | 1 | 5:00 | 0 | 5:00 | 0
7 | 1 | 6:00 | 0 | 6:00 | 0
8 | 1 | 7:00 | 5.53 | 7:00 | 5.5
9 | 1 | 8:00 | 31.94 | 8:00 | 31.78
10 | 1 | 9:00 | 39.93 | 9:00 | 39.73
11 | 1 | 10:00 | 40.17 | 10:00 | 39.97
12 | 1 | 11:00 | 44.71 | 11:00 | 44.48
13 | 1 | 12:00 | 46.79 | 12:00 | 46.55
14 | 1 | 13:00 | 46.61 | 13:00 | 46.38
15 | 1 | 14:00 | 46.76 | 14:00 | 46.53
16 | 1 | 15:00 | 46.69 | 15:00 | 46.46
17 | 1 | 16:00 | 23.48 | 16:00 | 23.36
18 | 1 | 17:00 | 0.75 | 17:00 | 0.75
19 | 1 | 18:00 | 0 | 18:00 | 0
20 | 1 | 19:00 | 0 | 19:00 | 0
21 | 1 | 20:00 | 0 | 20:00 | 0
22 | 1 | 21:00 | 0 | 21:00 | 0
23 | 1 | 22:00 | 0 | 22:00 | 0
24 | 1 | 23:00 | 0 | 23:00 | 0
1 | 1 | 0:00 | 0 | 0:00 | 0
2 | 1 | 1:00 | 0 | 1:00 | 0
3 | 1 | 2:00 | 0 | 2:00 | 0
4 | 1 | 3:00 | 0 | 3:00 | 0
5 | 1 | 4:00 | 0 | 4:00 | 0
6 | 1 | 5:00 | 0 | 5:00 | 0
7 | 1 | 6:00 | 0 | 6:00 | 0
8 | 1 | 7:00 | 6.34 | 7:00 | 6.31
9 | 1 | 8:00 | 37.52 | 8:00 | 37.33
10 | 1 | 9:00 | 53.75 | 9:00 | 53.48
11 | 1 | 10:00 | 50.77 | 10:00 | 50.52
12 | 1 | 11:00 | 51.23 | 11:00 | 50.98
13 | 1 | 12:00 | 52.29 | 12:00 | 52.02
14 | 1 | 13:00 | 50.96 | 13:00 | 50.7
15 | 1 | 14:00 | 48.61 | 14:00 | 48.37
16 | 1 | 15:00 | 44.27 | 15:00 | 44.05
17 | 1 | 16:00 | 21.65 | 16:00 | 21.54
18 | 1 | 17:00 | 0.78 | 17:00 | 0.78
19 | 1 | 18:00 | 0 | 18:00 | 0
20 | 1 | 19:00 | 0 | 19:00 | 0
21 | 1 | 20:00 | 0 | 20:00 | 0
22 | 1 | 21:00 | 0 | 21:00 | 0
23 | 1 | 22:00 | 0 | 22:00 | 0
24 | 1 | 23:00 | 0 | 23:00 | 0
1 | 2 | 0:00 | 0 | 0:00 | 0
2 | 2 | 1:00 | 0 | 1:00 | 0
3 | 2 | 2:00 | 0 | 2:00 | 0
4 | 2 | 3:00 | 0 | 3:00 | 0
5 | 2 | 4:00 | 0 | 4:00 | 0
6 | 2 | 5:00 | 0 | 5:00 | 0
7 | 2 | 6:00 | 0 | 6:00 | 0
8 | 2 | 7:00 | 6.68 | 7:00 | 6.64
9 | 2 | 8:00 | 42.42 | 8:00 | 42.21
10 | 2 | 9:00 | 66.1 | 9:00 | 65.77
11 | 2 | 10:00 | 63.74 | 10:00 | 63.42
12 | 2 | 11:00 | 62.1 | 11:00 | 61.79
13 | 2 | 12:00 | 59.58 | 12:00 | 59.28
14 | 2 | 13:00 | 62.48 | 13:00 | 62.17
15 | 2 | 14:00 | 65.64 | 14:00 | 65.31
16 | 2 | 15:00 | 65.92 | 15:00 | 65.59
17 | 2 | 16:00 | 33.02 | 16:00 | 32.86
18 | 2 | 17:00 | 1.7 | 17:00 | 1.69
19 | 2 | 18:00 | 0 | 18:00 | 0
20 | 2 | 19:00 | 0 | 19:00 | 0
21 | 2 | 20:00 | 0 | 20:00 | 0
22 | 2 | 21:00 | 0 | 21:00 | 0
23 | 2 | 22:00 | 0 | 22:00 | 0
24 | 2 | 23:00 | 0 | 23:00 | 0
1 | 2 | 0:00 | 0 | 0:00 | 0
2 | 2 | 1:00 | 0 | 1:00 | 0
3 | 2 | 2:00 | 0 | 2:00 | 0
4 | 2 | 3:00 | 0 | 3:00 | 0
5 | 2 | 4:00 | 0 | 4:00 | 0
6 | 2 | 5:00 | 0 | 5:00 | 0
7 | 2 | 6:00 | 0 | 6:00 | 0
8 | 2 | 7:00 | 7.56 | 7:00 | 7.53
9 | 2 | 8:00 | 40.23 | 8:00 | 40.03
10 | 2 | 9:00 | 60.29 | 9:00 | 59.99
11 | 2 | 10:00 | 62.5 | 10:00 | 62.19
12 | 2 | 11:00 | 61.92 | 11:00 | 61.61
13 | 2 | 12:00 | 60.3 | 12:00 | 60
14 | 2 | 13:00 | 58.18 | 13:00 | 57.89
15 | 2 | 14:00 | 60.94 | 14:00 | 60.64
16 | 2 | 15:00 | 56.85 | 15:00 | 56.57
17 | 2 | 16:00 | 27.7 | 16:00 | 27.56
18 | 2 | 17:00 | 1.74 | 17:00 | 1.73
19 | 2 | 18:00 | 0 | 18:00 | 0
20 | 2 | 19:00 | 0 | 19:00 | 0
21 | 2 | 20:00 | 0 | 20:00 | 0
22 | 2 | 21:00 | 0 | 21:00 | 0
23 | 2 | 22:00 | 0 | 22:00 | 0
24 | 2 | 23:00 | 0 | 23:00 | 0
1 | 2 | 0:00 | 0 | 0:00 | 0
2 | 2 | 1:00 | 0 | 1:00 | 0
3 | 2 | 2:00 | 0 | 2:00 | 0
4 | 2 | 3:00 | 0 | 3:00 | 0
5 | 2 | 4:00 | 0 | 4:00 | 0
6 | 2 | 5:00 | 0 | 5:00 | 0
7 | 2 | 6:00 | 0 | 6:00 | 0
8 | 2 | 7:00 | 7.4 | 7:00 | 7.36
9 | 2 | 8:00 | 39.92 | 8:00 | 39.72
10 | 2 | 9:00 | 56 | 9:00 | 55.72
11 | 2 | 10:00 | 59.94 | 10:00 | 59.64
12 | 2 | 11:00 | 59.19 | 11:00 | 58.89
13 | 2 | 12:00 | 57.23 | 12:00 | 56.94
14 | 2 | 13:00 | 59.56 | 13:00 | 59.27
15 | 2 | 14:00 | 58.68 | 14:00 | 58.39
16 | 2 | 15:00 | 56.72 | 15:00 | 56.44
17 | 2 | 16:00 | 29.62 | 16:00 | 29.47
18 | 2 | 17:00 | 1.96 | 17:00 | 1.95
19 | 2 | 18:00 | 0 | 18:00 | 0
20 | 2 | 19:00 | 0 | 19:00 | 0
21 | 2 | 20:00 | 0 | 20:00 | 0
22 | 2 | 21:00 | 0 | 21:00 | 0
23 | 2 | 22:00 | 0 | 22:00 | 0
24 | 2 | 23:00 | 0 | 23:00 | 0
1 | 2 | 0:00 | 0 | 0:00 | 0
2 | 2 | 1:00 | 0 | 1:00 | 0
3 | 2 | 2:00 | 0 | 2:00 | 0
4 | 2 | 3:00 | 0 | 3:00 | 0
5 | 2 | 4:00 | 0 | 4:00 | 0
6 | 2 | 5:00 | 0 | 5:00 | 0
7 | 2 | 6:00 | 0 | 6:00 | 0
8 | 2 | 7:00 | 8.7 | 7:00 | 8.66
9 | 2 | 8:00 | 43.95 | 8:00 | 43.73
10 | 2 | 9:00 | 66.57 | 9:00 | 66.24
11 | 2 | 10:00 | 68.96 | 10:00 | 68.62
12 | 2 | 11:00 | 65.74 | 11:00 | 65.41
13 | 2 | 12:00 | 64.49 | 12:00 | 64.17
14 | 2 | 13:00 | 61.99 | 13:00 | 61.68
15 | 2 | 14:00 | 60.3 | 14:00 | 59.99
16 | 2 | 15:00 | 56.48 | 15:00 | 56.19
17 | 2 | 16:00 | 28.79 | 16:00 | 28.65
18 | 2 | 17:00 | 2.14 | 17:00 | 2.13
19 | 2 | 18:00 | 0 | 18:00 | 0
20 | 2 | 19:00 | 0 | 19:00 | 0
21 | 2 | 20:00 | 0 | 20:00 | 0
22 | 2 | 21:00 | 0 | 21:00 | 0
23 | 2 | 22:00 | 0 | 22:00 | 0
24 | 2 | 23:00 | 0 | 23:00 | 0
1 | 2 | 0:00 | 0 | 0:00 | 0
2 | 2 | 1:00 | 0 | 1:00 | 0
3 | 2 | 2:00 | 0 | 2:00 | 0
4 | 2 | 3:00 | 0 | 3:00 | 0
5 | 2 | 4:00 | 0 | 4:00 | 0
6 | 2 | 5:00 | 0 | 5:00 | 0
7 | 2 | 6:00 | 0 | 6:00 | 0
8 | 2 | 7:00 | 5.47 | 7:00 | 5.45
9 | 2 | 8:00 | 28.59 | 8:00 | 28.44
10 | 2 | 9:00 | 40.4 | 9:00 | 40.2
11 | 2 | 10:00 | 48.14 | 10:00 | 47.9
12 | 2 | 11:00 | 51.91 | 11:00 | 51.65
13 | 2 | 12:00 | 47.3 | 12:00 | 47.06
14 | 2 | 13:00 | 45.5 | 13:00 | 45.28
15 | 2 | 14:00 | 46.18 | 14:00 | 45.95
16 | 2 | 15:00 | 44.98 | 15:00 | 44.76
17 | 2 | 16:00 | 25.48 | 16:00 | 25.35
18 | 2 | 17:00 | 2.19 | 17:00 | 2.18
19 | 2 | 18:00 | 0 | 18:00 | 0
20 | 2 | 19:00 | 0 | 19:00 | 0
21 | 2 | 20:00 | 0 | 20:00 | 0
22 | 2 | 21:00 | 0 | 21:00 | 0
23 | 2 | 22:00 | 0 | 22:00 | 0
24 | 2 | 23:00 | 0 | 23:00 | 0
1 | 2 | 0:00 | 0 | 0:00 | 0
2 | 2 | 1:00 | 0 | 1:00 | 0
3 | 2 | 2:00 | 0 | 2:00 | 0
4 | 2 | 3:00 | 0 | 3:00 | 0
5 | 2 | 4:00 | 0 | 4:00 | 0
6 | 2 | 5:00 | 0 | 5:00 | 0
7 | 2 | 6:00 | 0 | 6:00 | 0
8 | 2 | 7:00 | 8.64 | 7:00 | 8.6
9 | 2 | 8:00 | 36.79 | 8:00 | 36.61
10 | 2 | 9:00 | 56.15 | 9:00 | 55.87
11 | 2 | 10:00 | 65.11 | 10:00 | 64.79
12 | 2 | 11:00 | 64.74 | 11:00 | 64.41
13 | 2 | 12:00 | 62.83 | 12:00 | 62.52
14 | 2 | 13:00 | 62.54 | 13:00 | 62.23
15 | 2 | 14:00 | 57.87 | 14:00 | 57.58
16 | 2 | 15:00 | 56.79 | 15:00 | 56.5
17 | 2 | 16:00 | 33.15 | 16:00 | 32.98
18 | 2 | 17:00 | 2.64 | 17:00 | 2.62
19 | 2 | 18:00 | 0 | 18:00 | 0
20 | 2 | 19:00 | 0 | 19:00 | 0
21 | 2 | 20:00 | 0 | 20:00 | 0
22 | 2 | 21:00 | 0 | 21:00 | 0
23 | 2 | 22:00 | 0 | 22:00 | 0
24 | 2 | 23:00 | 0 | 23:00 | 0
1 | 2 | 0:00 | 0 | 0:00 | 0
2 | 2 | 1:00 | 0 | 1:00 | 0
3 | 2 | 2:00 | 0 | 2:00 | 0
4 | 2 | 3:00 | 0 | 3:00 | 0
5 | 2 | 4:00 | 0 | 4:00 | 0
6 | 2 | 5:00 | 0 | 5:00 | 0
7 | 2 | 6:00 | 0 | 6:00 | 0
8 | 2 | 7:00 | 8.57 | 7:00 | 8.53
9 | 2 | 8:00 | 38.71 | 8:00 | 38.52
10 | 2 | 9:00 | 53.32 | 9:00 | 53.05
11 | 2 | 10:00 | 56.86 | 10:00 | 56.58
12 | 2 | 11:00 | 58.94 | 11:00 | 58.65
13 | 2 | 12:00 | 60.33 | 12:00 | 60.03
14 | 2 | 13:00 | 59.88 | 13:00 | 59.58
15 | 2 | 14:00 | 62.13 | 14:00 | 61.82
16 | 2 | 15:00 | 58.67 | 15:00 | 58.37
17 | 2 | 16:00 | 32.86 | 16:00 | 32.69
18 | 2 | 17:00 | 3.3 | 17:00 | 3.29
19 | 2 | 18:00 | 0 | 18:00 | 0
20 | 2 | 19:00 | 0 | 19:00 | 0
21 | 2 | 20:00 | 0 | 20:00 | 0
22 | 2 | 21:00 | 0 | 21:00 | 0
23 | 2 | 22:00 | 0 | 22:00 | 0
24 | 2 | 23:00 | 0 | 23:00 | 0
1 | 2 | 0:00 | 0 | 0:00 | 0
2 | 2 | 1:00 | 0 | 1:00 | 0
3 | 2 | 2:00 | 0 | 2:00 | 0
4 | 2 | 3:00 | 0 | 3:00 | 0
5 | 2 | 4:00 | 0 | 4:00 | 0
6 | 2 | 5:00 | 0 | 5:00 | 0
7 | 2 | 6:00 | 0 | 6:00 | 0
8 | 2 | 7:00 | 8.35 | 7:00 | 8.31
9 | 2 | 8:00 | 38.06 | 8:00 | 37.87
10 | 2 | 9:00 | 49.2 | 9:00 | 48.96
11 | 2 | 10:00 | 53.08 | 10:00 | 52.81
12 | 2 | 11:00 | 52.17 | 11:00 | 51.91
13 | 2 | 12:00 | 52.65 | 12:00 | 52.39
14 | 2 | 13:00 | 52.57 | 13:00 | 52.31
15 | 2 | 14:00 | 49.02 | 14:00 | 48.78
16 | 2 | 15:00 | 40.65 | 15:00 | 40.44
17 | 2 | 16:00 | 21.81 | 16:00 | 21.7
18 | 2 | 17:00 | 2.27 | 17:00 | 2.26
19 | 2 | 18:00 | 0 | 18:00 | 0
20 | 2 | 19:00 | 0 | 19:00 | 0
21 | 2 | 20:00 | 0 | 20:00 | 0
22 | 2 | 21:00 | 0 | 21:00 | 0
23 | 2 | 22:00 | 0 | 22:00 | 0
24 | 2 | 23:00 | 0 | 23:00 | 0
1 | 2 | 0:00 | 0 | 0:00 | 0
2 | 2 | 1:00 | 0 | 1:00 | 0
3 | 2 | 2:00 | 0 | 2:00 | 0
4 | 2 | 3:00 | 0 | 3:00 | 0
5 | 2 | 4:00 | 0 | 4:00 | 0
6 | 2 | 5:00 | 0 | 5:00 | 0
7 | 2 | 6:00 | 0 | 6:00 | 0
8 | 2 | 7:00 | 7.45 | 7:00 | 7.41
9 | 2 | 8:00 | 32.55 | 8:00 | 32.39
10 | 2 | 9:00 | 47.17 | 9:00 | 46.94
11 | 2 | 10:00 | 54.02 | 10:00 | 53.75
12 | 2 | 11:00 | 58.4 | 11:00 | 58.11
13 | 2 | 12:00 | 56.16 | 12:00 | 55.88
14 | 2 | 13:00 | 58.86 | 13:00 | 58.57
15 | 2 | 14:00 | 62.93 | 14:00 | 62.62
16 | 2 | 15:00 | 59.17 | 15:00 | 58.88
17 | 2 | 16:00 | 32.91 | 16:00 | 32.74
18 | 2 | 17:00 | 3.51 | 17:00 | 3.49
19 | 2 | 18:00 | 0 | 18:00 | 0
20 | 2 | 19:00 | 0 | 19:00 | 0
21 | 2 | 20:00 | 0 | 20:00 | 0
22 | 2 | 21:00 | 0 | 21:00 | 0
23 | 2 | 22:00 | 0 | 22:00 | 0
24 | 2 | 23:00 | 0 | 23:00 | 0
1 | 2 | 0:00 | 0 | 0:00 | 0
2 | 2 | 1:00 | 0 | 1:00 | 0
3 | 2 | 2:00 | 0 | 2:00 | 0
4 | 2 | 3:00 | 0 | 3:00 | 0
5 | 2 | 4:00 | 0 | 4:00 | 0
6 | 2 | 5:00 | 0 | 5:00 | 0
7 | 2 | 6:00 | 0 | 6:00 | 0
8 | 2 | 7:00 | 12.43 | 7:00 | 12.37
9 | 2 | 8:00 | 55.52 | 8:00 | 55.24
10 | 2 | 9:00 | 74.63 | 9:00 | 74.26
11 | 2 | 10:00 | 74.98 | 10:00 | 74.61
12 | 2 | 11:00 | 69.03 | 11:00 | 68.68
13 | 2 | 12:00 | 62.62 | 12:00 | 62.31
14 | 2 | 13:00 | 55.76 | 13:00 | 55.48
15 | 2 | 14:00 | 55.77 | 14:00 | 55.49
16 | 2 | 15:00 | 51.78 | 15:00 | 51.52
17 | 2 | 16:00 | 31.3 | 16:00 | 31.14
18 | 2 | 17:00 | 3.45 | 17:00 | 3.43
19 | 2 | 18:00 | 0 | 18:00 | 0
20 | 2 | 19:00 | 0 | 19:00 | 0
21 | 2 | 20:00 | 0 | 20:00 | 0
22 | 2 | 21:00 | 0 | 21:00 | 0
23 | 2 | 22:00 | 0 | 22:00 | 0
24 | 2 | 23:00 | 0 | 23:00 | 0
1 | 2 | 0:00 | 0 | 0:00 | 0
2 | 2 | 1:00 | 0 | 1:00 | 0
3 | 2 | 2:00 | 0 | 2:00 | 0
4 | 2 | 3:00 | 0 | 3:00 | 0
5 | 2 | 4:00 | 0 | 4:00 | 0
6 | 2 | 5:00 | 0 | 5:00 | 0
7 | 2 | 6:00 | 0 | 6:00 | 0
8 | 2 | 7:00 | 11.43 | 7:00 | 11.37
9 | 2 | 8:00 | 45.45 | 8:00 | 45.22
10 | 2 | 9:00 | 57.74 | 9:00 | 57.45
11 | 2 | 10:00 | 60.7 | 10:00 | 60.4
12 | 2 | 11:00 | 63.02 | 11:00 | 62.7
13 | 2 | 12:00 | 64.85 | 12:00 | 64.53
14 | 2 | 13:00 | 64.93 | 13:00 | 64.6
15 | 2 | 14:00 | 62.95 | 14:00 | 62.63
16 | 2 | 15:00 | 59.65 | 15:00 | 59.35
17 | 2 | 16:00 | 36.85 | 16:00 | 36.67
18 | 2 | 17:00 | 4.23 | 17:00 | 4.21
19 | 2 | 18:00 | 0 | 18:00 | 0
20 | 2 | 19:00 | 0 | 19:00 | 0
21 | 2 | 20:00 | 0 | 20:00 | 0
22 | 2 | 21:00 | 0 | 21:00 | 0
23 | 2 | 22:00 | 0 | 22:00 | 0
24 | 2 | 23:00 | 0 | 23:00 | 0
1 | 2 | 0:00 | 0 | 0:00 | 0
2 | 2 | 1:00 | 0 | 1:00 | 0
3 | 2 | 2:00 | 0 | 2:00 | 0
4 | 2 | 3:00 | 0 | 3:00 | 0
5 | 2 | 4:00 | 0 | 4:00 | 0
6 | 2 | 5:00 | 0 | 5:00 | 0
7 | 2 | 6:00 | 0 | 6:00 | 0
8 | 2 | 7:00 | 10.95 | 7:00 | 10.89
9 | 2 | 8:00 | 41.81 | 8:00 | 41.6
10 | 2 | 9:00 | 58.96 | 9:00 | 58.67
11 | 2 | 10:00 | 60.87 | 10:00 | 60.56
12 | 2 | 11:00 | 64.31 | 11:00 | 63.99
13 | 2 | 12:00 | 60.52 | 12:00 | 60.21
14 | 2 | 13:00 | 58.61 | 13:00 | 58.32
15 | 2 | 14:00 | 63.09 | 14:00 | 62.77
16 | 2 | 15:00 | 57.82 | 15:00 | 57.53
17 | 2 | 16:00 | 34.84 | 16:00 | 34.67
18 | 2 | 17:00 | 4.35 | 17:00 | 4.33
19 | 2 | 18:00 | 0 | 18:00 | 0
20 | 2 | 19:00 | 0 | 19:00 | 0
21 | 2 | 20:00 | 0 | 20:00 | 0
22 | 2 | 21:00 | 0 | 21:00 | 0
23 | 2 | 22:00 | 0 | 22:00 | 0
24 | 2 | 23:00 | 0 | 23:00 | 0
1 | 2 | 0:00 | 0 | 0:00 | 0
2 | 2 | 1:00 | 0 | 1:00 | 0
3 | 2 | 2:00 | 0 | 2:00 | 0
4 | 2 | 3:00 | 0 | 3:00 | 0
5 | 2 | 4:00 | 0 | 4:00 | 0
6 | 2 | 5:00 | 0 | 5:00 | 0
7 | 2 | 6:00 | 0 | 6:00 | 0
8 | 2 | 7:00 | 12.63 | 7:00 | 12.56
9 | 2 | 8:00 | 47.57 | 8:00 | 47.33
10 | 2 | 9:00 | 61.19 | 9:00 | 60.88
11 | 2 | 10:00 | 66.26 | 10:00 | 65.93
12 | 2 | 11:00 | 66.19 | 11:00 | 65.86
13 | 2 | 12:00 | 64.11 | 12:00 | 63.79
14 | 2 | 13:00 | 63.24 | 13:00 | 62.93
15 | 2 | 14:00 | 65.14 | 14:00 | 64.82
16 | 2 | 15:00 | 65.91 | 15:00 | 65.58
17 | 2 | 16:00 | 39.92 | 16:00 | 39.72
18 | 2 | 17:00 | 5.19 | 17:00 | 5.16
19 | 2 | 18:00 | 0 | 18:00 | 0
20 | 2 | 19:00 | 0 | 19:00 | 0
21 | 2 | 20:00 | 0 | 20:00 | 0
22 | 2 | 21:00 | 0 | 21:00 | 0
23 | 2 | 22:00 | 0 | 22:00 | 0
24 | 2 | 23:00 | 0 | 23:00 | 0
1 | 2 | 0:00 | 0 | 0:00 | 0
2 | 2 | 1:00 | 0 | 1:00 | 0
3 | 2 | 2:00 | 0 | 2:00 | 0
4 | 2 | 3:00 | 0 | 3:00 | 0
5 | 2 | 4:00 | 0 | 4:00 | 0
6 | 2 | 5:00 | 0 | 5:00 | 0
7 | 2 | 6:00 | 0 | 6:00 | 0
8 | 2 | 7:00 | 11.43 | 7:00 | 11.38
9 | 2 | 8:00 | 45.08 | 8:00 | 44.86
10 | 2 | 9:00 | 54.58 | 9:00 | 54.31
11 | 2 | 10:00 | 60.63 | 10:00 | 60.33
12 | 2 | 11:00 | 63.49 | 11:00 | 63.17
13 | 2 | 12:00 | 61.44 | 12:00 | 61.13
14 | 2 | 13:00 | 60.8 | 13:00 | 60.5
15 | 2 | 14:00 | 56.78 | 14:00 | 56.5
16 | 2 | 15:00 | 55.04 | 15:00 | 54.77
17 | 2 | 16:00 | 32.43 | 16:00 | 32.26
18 | 2 | 17:00 | 4.49 | 17:00 | 4.46
19 | 2 | 18:00 | 0 | 18:00 | 0
20 | 2 | 19:00 | 0 | 19:00 | 0
21 | 2 | 20:00 | 0 | 20:00 | 0
22 | 2 | 21:00 | 0 | 21:00 | 0
23 | 2 | 22:00 | 0 | 22:00 | 0
24 | 2 | 23:00 | 0 | 23:00 | 0
1 | 2 | 0:00 | 0 | 0:00 | 0
2 | 2 | 1:00 | 0 | 1:00 | 0
3 | 2 | 2:00 | 0 | 2:00 | 0
4 | 2 | 3:00 | 0 | 3:00 | 0
5 | 2 | 4:00 | 0 | 4:00 | 0
6 | 2 | 5:00 | 0 | 5:00 | 0
7 | 2 | 6:00 | 0 | 6:00 | 0
8 | 2 | 7:00 | 11.23 | 7:00 | 11.17
9 | 2 | 8:00 | 40.21 | 8:00 | 40
10 | 2 | 9:00 | 57.61 | 9:00 | 57.32
11 | 2 | 10:00 | 59.08 | 10:00 | 58.78
12 | 2 | 11:00 | 61.63 | 11:00 | 61.32
13 | 2 | 12:00 | 60.61 | 12:00 | 60.31
14 | 2 | 13:00 | 61.36 | 13:00 | 61.06
15 | 2 | 14:00 | 59.32 | 14:00 | 59.02
16 | 2 | 15:00 | 57.59 | 15:00 | 57.3
17 | 2 | 16:00 | 33.86 | 16:00 | 33.69
18 | 2 | 17:00 | 4.67 | 17:00 | 4.64
19 | 2 | 18:00 | 0 | 18:00 | 0
20 | 2 | 19:00 | 0 | 19:00 | 0
21 | 2 | 20:00 | 0 | 20:00 | 0
22 | 2 | 21:00 | 0 | 21:00 | 0
23 | 2 | 22:00 | 0 | 22:00 | 0
24 | 2 | 23:00 | 0 | 23:00 | 0
1 | 2 | 0:00 | 0 | 0:00 | 0
2 | 2 | 1:00 | 0 | 1:00 | 0
3 | 2 | 2:00 | 0 | 2:00 | 0
4 | 2 | 3:00 | 0 | 3:00 | 0
5 | 2 | 4:00 | 0 | 4:00 | 0
6 | 2 | 5:00 | 0 | 5:00 | 0
7 | 2 | 6:00 | 0 | 6:00 | 0
8 | 2 | 7:00 | 13 | 7:00 | 12.94
9 | 2 | 8:00 | 42.24 | 8:00 | 42.03
10 | 2 | 9:00 | 54.51 | 9:00 | 54.24
11 | 2 | 10:00 | 60.05 | 10:00 | 59.75
12 | 2 | 11:00 | 63.75 | 11:00 | 63.43
13 | 2 | 12:00 | 62.27 | 12:00 | 61.96
14 | 2 | 13:00 | 62.32 | 13:00 | 62.01
15 | 2 | 14:00 | 64.15 | 14:00 | 63.83
16 | 2 | 15:00 | 68.63 | 15:00 | 68.28
17 | 2 | 16:00 | 42.48 | 16:00 | 42.27
18 | 2 | 17:00 | 6.17 | 17:00 | 6.14
19 | 2 | 18:00 | 0 | 18:00 | 0
20 | 2 | 19:00 | 0 | 19:00 | 0
21 | 2 | 20:00 | 0 | 20:00 | 0
22 | 2 | 21:00 | 0 | 21:00 | 0
23 | 2 | 22:00 | 0 | 22:00 | 0
24 | 2 | 23:00 | 0 | 23:00 | 0
1 | 2 | 0:00 | 0 | 0:00 | 0
2 | 2 | 1:00 | 0 | 1:00 | 0
3 | 2 | 2:00 | 0 | 2:00 | 0
4 | 2 | 3:00 | 0 | 3:00 | 0
5 | 2 | 4:00 | 0 | 4:00 | 0
6 | 2 | 5:00 | 0 | 5:00 | 0
7 | 2 | 6:00 | 0 | 6:00 | 0
8 | 2 | 7:00 | 17.79 | 7:00 | 17.71
9 | 2 | 8:00 | 56.8 | 8:00 | 56.52
10 | 2 | 9:00 | 71.66 | 9:00 | 71.3
11 | 2 | 10:00 | 75.81 | 10:00 | 75.43
12 | 2 | 11:00 | 70.24 | 11:00 | 69.89
13 | 2 | 12:00 | 62.6 | 12:00 | 62.29
14 | 2 | 13:00 | 63.15 | 13:00 | 62.84
15 | 2 | 14:00 | 62.51 | 14:00 | 62.19
16 | 2 | 15:00 | 63.55 | 15:00 | 63.24
17 | 2 | 16:00 | 37.41 | 16:00 | 37.22
18 | 2 | 17:00 | 5.35 | 17:00 | 5.32
19 | 2 | 18:00 | 0 | 18:00 | 0
20 | 2 | 19:00 | 0 | 19:00 | 0
21 | 2 | 20:00 | 0 | 20:00 | 0
22 | 2 | 21:00 | 0 | 21:00 | 0
23 | 2 | 22:00 | 0 | 22:00 | 0
24 | 2 | 23:00 | 0 | 23:00 | 0
1 | 2 | 0:00 | 0 | 0:00 | 0
2 | 2 | 1:00 | 0 | 1:00 | 0
3 | 2 | 2:00 | 0 | 2:00 | 0
4 | 2 | 3:00 | 0 | 3:00 | 0
5 | 2 | 4:00 | 0 | 4:00 | 0
6 | 2 | 5:00 | 0 | 5:00 | 0
7 | 2 | 6:00 | 0 | 6:00 | 0
8 | 2 | 7:00 | 14.8 | 7:00 | 14.73
9 | 2 | 8:00 | 45.46 | 8:00 | 45.24
10 | 2 | 9:00 | 56.63 | 9:00 | 56.35
11 | 2 | 10:00 | 62.63 | 10:00 | 62.31
12 | 2 | 11:00 | 66.53 | 11:00 | 66.2
13 | 2 | 12:00 | 66.68 | 12:00 | 66.35
14 | 2 | 13:00 | 66.89 | 13:00 | 66.56
15 | 2 | 14:00 | 66.76 | 14:00 | 66.43
16 | 2 | 15:00 | 62.29 | 15:00 | 61.98
17 | 2 | 16:00 | 40.78 | 16:00 | 40.58
18 | 2 | 17:00 | 6.23 | 17:00 | 6.2
19 | 2 | 18:00 | 0 | 18:00 | 0
20 | 2 | 19:00 | 0 | 19:00 | 0
21 | 2 | 20:00 | 0 | 20:00 | 0
22 | 2 | 21:00 | 0 | 21:00 | 0
23 | 2 | 22:00 | 0 | 22:00 | 0
24 | 2 | 23:00 | 0 | 23:00 | 0
1 | 2 | 0:00 | 0 | 0:00 | 0
2 | 2 | 1:00 | 0 | 1:00 | 0
3 | 2 | 2:00 | 0 | 2:00 | 0
4 | 2 | 3:00 | 0 | 3:00 | 0
5 | 2 | 4:00 | 0 | 4:00 | 0
6 | 2 | 5:00 | 0 | 5:00 | 0
7 | 2 | 6:00 | 0 | 6:00 | 0
8 | 2 | 7:00 | 10.46 | 7:00 | 10.4
9 | 2 | 8:00 | 33.44 | 8:00 | 33.28
10 | 2 | 9:00 | 43.67 | 9:00 | 43.46
11 | 2 | 10:00 | 51.93 | 10:00 | 51.67
12 | 2 | 11:00 | 54 | 11:00 | 53.73
13 | 2 | 12:00 | 51.34 | 12:00 | 51.08
14 | 2 | 13:00 | 49.4 | 13:00 | 49.16
15 | 2 | 14:00 | 52.14 | 14:00 | 51.88
16 | 2 | 15:00 | 48.19 | 15:00 | 47.95
17 | 2 | 16:00 | 31.61 | 16:00 | 31.45
18 | 2 | 17:00 | 5.12 | 17:00 | 5.09
19 | 2 | 18:00 | 0 | 18:00 | 0
20 | 2 | 19:00 | 0 | 19:00 | 0
21 | 2 | 20:00 | 0 | 20:00 | 0
22 | 2 | 21:00 | 0 | 21:00 | 0
23 | 2 | 22:00 | 0 | 22:00 | 0
24 | 2 | 23:00 | 0 | 23:00 | 0
1 | 2 | 0:00 | 0 | 0:00 | 0
2 | 2 | 1:00 | 0 | 1:00 | 0
3 | 2 | 2:00 | 0 | 2:00 | 0
4 | 2 | 3:00 | 0 | 3:00 | 0
5 | 2 | 4:00 | 0 | 4:00 | 0
6 | 2 | 5:00 | 0 | 5:00 | 0
7 | 2 | 6:00 | 0 | 6:00 | 0
8 | 2 | 7:00 | 11.01 | 7:00 | 10.96
9 | 2 | 8:00 | 34.1 | 8:00 | 33.93
10 | 2 | 9:00 | 44.68 | 9:00 | 44.46
11 | 2 | 10:00 | 51.55 | 10:00 | 51.29
12 | 2 | 11:00 | 49.76 | 11:00 | 49.51
13 | 2 | 12:00 | 49.37 | 12:00 | 49.12
14 | 2 | 13:00 | 50.18 | 13:00 | 49.93
15 | 2 | 14:00 | 54.38 | 14:00 | 54.1
16 | 2 | 15:00 | 49.64 | 15:00 | 49.39
17 | 2 | 16:00 | 34.31 | 16:00 | 34.14
18 | 2 | 17:00 | 6.43 | 17:00 | 6.39
19 | 2 | 18:00 | 0 | 18:00 | 0
20 | 2 | 19:00 | 0 | 19:00 | 0
21 | 2 | 20:00 | 0 | 20:00 | 0
22 | 2 | 21:00 | 0 | 21:00 | 0
23 | 2 | 22:00 | 0 | 22:00 | 0
24 | 2 | 23:00 | 0 | 23:00 | 0
1 | 2 | 0:00 | 0 | 0:00 | 0
2 | 2 | 1:00 | 0 | 1:00 | 0
3 | 2 | 2:00 | 0 | 2:00 | 0
4 | 2 | 3:00 | 0 | 3:00 | 0
5 | 2 | 4:00 | 0 | 4:00 | 0
6 | 2 | 5:00 | 0 | 5:00 | 0
7 | 2 | 6:00 | 0 | 6:00 | 0
8 | 2 | 7:00 | 16.47 | 7:00 | 16.38
9 | 2 | 8:00 | 48.93 | 8:00 | 48.69
10 | 2 | 9:00 | 59.83 | 9:00 | 59.53
11 | 2 | 10:00 | 61.42 | 10:00 | 61.11
12 | 2 | 11:00 | 62.12 | 11:00 | 61.81
13 | 2 | 12:00 | 58.47 | 12:00 | 58.18
14 | 2 | 13:00 | 60.21 | 13:00 | 59.9
15 | 2 | 14:00 | 61.7 | 14:00 | 61.39
16 | 2 | 15:00 | 61.45 | 15:00 | 61.14
17 | 2 | 16:00 | 39.35 | 16:00 | 39.15
18 | 2 | 17:00 | 6.89 | 17:00 | 6.86
19 | 2 | 18:00 | 0 | 18:00 | 0
20 | 2 | 19:00 | 0 | 19:00 | 0
21 | 2 | 20:00 | 0 | 20:00 | 0
22 | 2 | 21:00 | 0 | 21:00 | 0
23 | 2 | 22:00 | 0 | 22:00 | 0
24 | 2 | 23:00 | 0 | 23:00 | 0
1 | 2 | 0:00 | 0 | 0:00 | 0
2 | 2 | 1:00 | 0 | 1:00 | 0
3 | 2 | 2:00 | 0 | 2:00 | 0
4 | 2 | 3:00 | 0 | 3:00 | 0
5 | 2 | 4:00 | 0 | 4:00 | 0
6 | 2 | 5:00 | 0 | 5:00 | 0
7 | 2 | 6:00 | 0 | 6:00 | 0
8 | 2 | 7:00 | 15.58 | 7:00 | 15.5
9 | 2 | 8:00 | 47.84 | 8:00 | 47.6
10 | 2 | 9:00 | 57.1 | 9:00 | 56.82
11 | 2 | 10:00 | 60.85 | 10:00 | 60.55
12 | 2 | 11:00 | 61.96 | 11:00 | 61.65
13 | 2 | 12:00 | 60.86 | 12:00 | 60.56
14 | 2 | 13:00 | 54.9 | 13:00 | 54.63
15 | 2 | 14:00 | 54.95 | 14:00 | 54.68
16 | 2 | 15:00 | 49.18 | 15:00 | 48.94
17 | 2 | 16:00 | 33.74 | 16:00 | 33.57
18 | 2 | 17:00 | 6.29 | 17:00 | 6.26
19 | 2 | 18:00 | 0 | 18:00 | 0
20 | 2 | 19:00 | 0 | 19:00 | 0
21 | 2 | 20:00 | 0 | 20:00 | 0
22 | 2 | 21:00 | 0 | 21:00 | 0
23 | 2 | 22:00 | 0 | 22:00 | 0
24 | 2 | 23:00 | 0 | 23:00 | 0
1 | 2 | 0:00 | 0 | 0:00 | 0
2 | 2 | 1:00 | 0 | 1:00 | 0
3 | 2 | 2:00 | 0 | 2:00 | 0
4 | 2 | 3:00 | 0 | 3:00 | 0
5 | 2 | 4:00 | 0 | 4:00 | 0
6 | 2 | 5:00 | 0 | 5:00 | 0
7 | 2 | 6:00 | 0 | 6:00 | 0
8 | 2 | 7:00 | 12.17 | 7:00 | 12.11
9 | 2 | 8:00 | 36.06 | 8:00 | 35.88
10 | 2 | 9:00 | 47.4 | 9:00 | 47.16
11 | 2 | 10:00 | 57.57 | 10:00 | 57.29
12 | 2 | 11:00 | 62.79 | 11:00 | 62.48
13 | 2 | 12:00 | 61.21 | 12:00 | 60.9
14 | 2 | 13:00 | 63.56 | 13:00 | 63.24
15 | 2 | 14:00 | 64.41 | 14:00 | 64.09
16 | 2 | 15:00 | 57.23 | 15:00 | 56.94
17 | 2 | 16:00 | 37.93 | 16:00 | 37.74
18 | 2 | 17:00 | 6.74 | 17:00 | 6.71
19 | 2 | 18:00 | 0 | 18:00 | 0
20 | 2 | 19:00 | 0 | 19:00 | 0
21 | 2 | 20:00 | 0 | 20:00 | 0
22 | 2 | 21:00 | 0 | 21:00 | 0
23 | 2 | 22:00 | 0 | 22:00 | 0
24 | 2 | 23:00 | 0 | 23:00 | 0
1 | 2 | 0:00 | 0 | 0:00 | 0
2 | 2 | 1:00 | 0 | 1:00 | 0
3 | 2 | 2:00 | 0 | 2:00 | 0
4 | 2 | 3:00 | 0 | 3:00 | 0
5 | 2 | 4:00 | 0 | 4:00 | 0
6 | 2 | 5:00 | 0 | 5:00 | 0
7 | 2 | 6:00 | 0 | 6:00 | 0
8 | 2 | 7:00 | 15.53 | 7:00 | 15.45
9 | 2 | 8:00 | 41.9 | 8:00 | 41.7
10 | 2 | 9:00 | 54.26 | 9:00 | 53.99
11 | 2 | 10:00 | 62.54 | 10:00 | 62.22
12 | 2 | 11:00 | 61.38 | 11:00 | 61.08
13 | 2 | 12:00 | 54.78 | 12:00 | 54.5
14 | 2 | 13:00 | 50.91 | 13:00 | 50.66
15 | 2 | 14:00 | 51.5 | 14:00 | 51.25
16 | 2 | 15:00 | 46.91 | 15:00 | 46.68
17 | 2 | 16:00 | 29.24 | 16:00 | 29.09
18 | 2 | 17:00 | 5.62 | 17:00 | 5.59
19 | 2 | 18:00 | 0 | 18:00 | 0
20 | 2 | 19:00 | 0 | 19:00 | 0
21 | 2 | 20:00 | 0 | 20:00 | 0
22 | 2 | 21:00 | 0 | 21:00 | 0
23 | 2 | 22:00 | 0 | 22:00 | 0
24 | 2 | 23:00 | 0 | 23:00 | 0
1 | 2 | 0:00 | 0 | 0:00 | 0
2 | 2 | 1:00 | 0 | 1:00 | 0
3 | 2 | 2:00 | 0 | 2:00 | 0
4 | 2 | 3:00 | 0 | 3:00 | 0
5 | 2 | 4:00 | 0 | 4:00 | 0
6 | 2 | 5:00 | 0 | 5:00 | 0
7 | 2 | 6:00 | 0 | 6:00 | 0
8 | 2 | 7:00 | 18.77 | 7:00 | 18.68
9 | 2 | 8:00 | 49.57 | 8:00 | 49.33
10 | 2 | 9:00 | 60.6 | 9:00 | 60.3
11 | 2 | 10:00 | 65.88 | 10:00 | 65.55
12 | 2 | 11:00 | 67.29 | 11:00 | 66.96
13 | 2 | 12:00 | 70.48 | 12:00 | 70.13
14 | 2 | 13:00 | 73.25 | 13:00 | 72.88
15 | 2 | 14:00 | 71.98 | 14:00 | 71.62
16 | 2 | 15:00 | 69.96 | 15:00 | 69.61
17 | 2 | 16:00 | 48.44 | 16:00 | 48.2
18 | 2 | 17:00 | 10.01 | 17:00 | 9.96
19 | 2 | 18:00 | 0 | 18:00 | 0
20 | 2 | 19:00 | 0 | 19:00 | 0
21 | 2 | 20:00 | 0 | 20:00 | 0
22 | 2 | 21:00 | 0 | 21:00 | 0
23 | 2 | 22:00 | 0 | 22:00 | 0
24 | 2 | 23:00 | 0 | 23:00 | 0
1 | 2 | 0:00 | 0 | 0:00 | 0
2 | 2 | 1:00 | 0 | 1:00 | 0
3 | 2 | 2:00 | 0 | 2:00 | 0
4 | 2 | 3:00 | 0 | 3:00 | 0
5 | 2 | 4:00 | 0 | 4:00 | 0
6 | 2 | 5:00 | 0 | 5:00 | 0
7 | 2 | 6:00 | 0 | 6:00 | 0
8 | 2 | 7:00 | 24.42 | 7:00 | 24.3
9 | 2 | 8:00 | 66.52 | 8:00 | 66.18
10 | 2 | 9:00 | 70.71 | 9:00 | 70.35
11 | 2 | 10:00 | 74.08 | 10:00 | 73.71
12 | 2 | 11:00 | 73.8 | 11:00 | 73.43
13 | 2 | 12:00 | 73.42 | 12:00 | 73.05
14 | 2 | 13:00 | 73.91 | 13:00 | 73.54
15 | 2 | 14:00 | 70.38 | 14:00 | 70.03
16 | 2 | 15:00 | 61.46 | 15:00 | 61.16
17 | 2 | 16:00 | 46.93 | 16:00 | 46.69
18 | 2 | 17:00 | 10.19 | 17:00 | 10.14
19 | 2 | 18:00 | 0 | 18:00 | 0
20 | 2 | 19:00 | 0 | 19:00 | 0
21 | 2 | 20:00 | 0 | 20:00 | 0
22 | 2 | 21:00 | 0 | 21:00 | 0
23 | 2 | 22:00 | 0 | 22:00 | 0
24 | 2 | 23:00 | 0 | 23:00 | 0
1 | 2 | 0:00 | 0 | 0:00 | 0
2 | 2 | 1:00 | 0 | 1:00 | 0
3 | 2 | 2:00 | 0 | 2:00 | 0
4 | 2 | 3:00 | 0 | 3:00 | 0
5 | 2 | 4:00 | 0 | 4:00 | 0
6 | 2 | 5:00 | 0 | 5:00 | 0
7 | 2 | 6:00 | 0 | 6:00 | 0
8 | 2 | 7:00 | 24.79 | 7:00 | 24.67
9 | 2 | 8:00 | 64.17 | 8:00 | 63.85
10 | 2 | 9:00 | 69.71 | 9:00 | 69.36
11 | 2 | 10:00 | 68.51 | 10:00 | 68.17
12 | 2 | 11:00 | 67.24 | 11:00 | 66.91
13 | 2 | 12:00 | 67.88 | 12:00 | 67.54
14 | 2 | 13:00 | 67.35 | 13:00 | 67.01
15 | 2 | 14:00 | 61.04 | 14:00 | 60.74
16 | 2 | 15:00 | 52.39 | 15:00 | 52.13
17 | 2 | 16:00 | 36.53 | 16:00 | 36.35
18 | 2 | 17:00 | 7.36 | 17:00 | 7.33
19 | 2 | 18:00 | 0 | 18:00 | 0
20 | 2 | 19:00 | 0 | 19:00 | 0
21 | 2 | 20:00 | 0 | 20:00 | 0
22 | 2 | 21:00 | 0 | 21:00 | 0
23 | 2 | 22:00 | 0 | 22:00 | 0
24 | 2 | 23:00 | 0 | 23:00 | 0
1 | 2 | 0:00 | 0 | 0:00 | 0
2 | 2 | 1:00 | 0 | 1:00 | 0
3 | 2 | 2:00 | 0 | 2:00 | 0
4 | 2 | 3:00 | 0 | 3:00 | 0
5 | 2 | 4:00 | 0 | 4:00 | 0
6 | 2 | 5:00 | 0 | 5:00 | 0
7 | 2 | 6:00 | 0 | 6:00 | 0
8 | 2 | 7:00 | 20.69 | 7:00 | 20.59
9 | 2 | 8:00 | 51.48 | 8:00 | 51.23
10 | 2 | 9:00 | 56.22 | 9:00 | 55.94
11 | 2 | 10:00 | 59.84 | 10:00 | 59.54
12 | 2 | 11:00 | 61.47 | 11:00 | 61.17
13 | 2 | 12:00 | 62.87 | 12:00 | 62.55
14 | 2 | 13:00 | 65.69 | 13:00 | 65.36
15 | 2 | 14:00 | 66.25 | 14:00 | 65.91
16 | 2 | 15:00 | 66.95 | 15:00 | 66.62
17 | 2 | 16:00 | 48.53 | 16:00 | 48.28
18 | 2 | 17:00 | 11.42 | 17:00 | 11.36
19 | 2 | 18:00 | 0 | 18:00 | 0
20 | 2 | 19:00 | 0 | 19:00 | 0
21 | 2 | 20:00 | 0 | 20:00 | 0
22 | 2 | 21:00 | 0 | 21:00 | 0
23 | 2 | 22:00 | 0 | 22:00 | 0
24 | 2 | 23:00 | 0 | 23:00 | 0
1 | 2 | 0:00 | 0 | 0:00 | 0
2 | 2 | 1:00 | 0 | 1:00 | 0
3 | 2 | 2:00 | 0 | 2:00 | 0
4 | 2 | 3:00 | 0 | 3:00 | 0
5 | 2 | 4:00 | 0 | 4:00 | 0
6 | 2 | 5:00 | 0 | 5:00 | 0
7 | 2 | 6:00 | 0 | 6:00 | 0
8 | 2 | 7:00 | 22.36 | 7:00 | 22.25
9 | 2 | 8:00 | 55.98 | 8:00 | 55.7
10 | 2 | 9:00 | 62.51 | 9:00 | 62.19
11 | 2 | 10:00 | 67.83 | 10:00 | 67.49
12 | 2 | 11:00 | 70.44 | 11:00 | 70.08
13 | 2 | 12:00 | 62.16 | 12:00 | 61.85
14 | 2 | 13:00 | 61.11 | 13:00 | 60.8
15 | 2 | 14:00 | 58.71 | 14:00 | 58.41
16 | 2 | 15:00 | 49.71 | 15:00 | 49.46
17 | 2 | 16:00 | 36.35 | 16:00 | 36.17
18 | 2 | 17:00 | 9.49 | 17:00 | 9.44
19 | 2 | 18:00 | 0 | 18:00 | 0
20 | 2 | 19:00 | 0 | 19:00 | 0
21 | 2 | 20:00 | 0 | 20:00 | 0
22 | 2 | 21:00 | 0 | 21:00 | 0
23 | 2 | 22:00 | 0 | 22:00 | 0
24 | 2 | 23:00 | 0 | 23:00 | 0
1 | 3 | 0:00 | 0 | 0:00 | 0
2 | 3 | 1:00 | 0 | 1:00 | 0
3 | 3 | 2:00 | 0 | 2:00 | 0
4 | 3 | 3:00 | 0 | 3:00 | 0
5 | 3 | 4:00 | 0 | 4:00 | 0
6 | 3 | 5:00 | 0 | 5:00 | 0
7 | 3 | 6:00 | 0.04 | 6:00 | 0.04
8 | 3 | 7:00 | 26.61 | 7:00 | 26.47
9 | 3 | 8:00 | 63.67 | 8:00 | 63.35
10 | 3 | 9:00 | 67.11 | 9:00 | 66.77
11 | 3 | 10:00 | 65.08 | 10:00 | 64.76
12 | 3 | 11:00 | 67.25 | 11:00 | 66.91
13 | 3 | 12:00 | 69.69 | 12:00 | 69.34
14 | 3 | 13:00 | 71.98 | 13:00 | 71.62
15 | 3 | 14:00 | 71.4 | 14:00 | 71.05
16 | 3 | 15:00 | 67.25 | 15:00 | 66.91
17 | 3 | 16:00 | 52.89 | 16:00 | 52.63
18 | 3 | 17:00 | 13.39 | 17:00 | 13.33
19 | 3 | 18:00 | 0 | 18:00 | 0
20 | 3 | 19:00 | 0 | 19:00 | 0
21 | 3 | 20:00 | 0 | 20:00 | 0
22 | 3 | 21:00 | 0 | 21:00 | 0
23 | 3 | 22:00 | 0 | 22:00 | 0
24 | 3 | 23:00 | 0 | 23:00 | 0
1 | 3 | 0:00 | 0 | 0:00 | 0
2 | 3 | 1:00 | 0 | 1:00 | 0
3 | 3 | 2:00 | 0 | 2:00 | 0
4 | 3 | 3:00 | 0 | 3:00 | 0
5 | 3 | 4:00 | 0 | 4:00 | 0
6 | 3 | 5:00 | 0 | 5:00 | 0
7 | 3 | 6:00 | 0.18 | 6:00 | 0.18
8 | 3 | 7:00 | 25.67 | 7:00 | 25.54
9 | 3 | 8:00 | 61.88 | 8:00 | 61.57
10 | 3 | 9:00 | 62.25 | 9:00 | 61.94
11 | 3 | 10:00 | 65.26 | 10:00 | 64.94
12 | 3 | 11:00 | 68.78 | 11:00 | 68.44
13 | 3 | 12:00 | 69.65 | 12:00 | 69.3
14 | 3 | 13:00 | 70.68 | 13:00 | 70.33
15 | 3 | 14:00 | 67.8 | 14:00 | 67.46
16 | 3 | 15:00 | 69.41 | 15:00 | 69.07
17 | 3 | 16:00 | 52.13 | 16:00 | 51.87
18 | 3 | 17:00 | 13.45 | 17:00 | 13.39
19 | 3 | 18:00 | 0 | 18:00 | 0
20 | 3 | 19:00 | 0 | 19:00 | 0
21 | 3 | 20:00 | 0 | 20:00 | 0
22 | 3 | 21:00 | 0 | 21:00 | 0
23 | 3 | 22:00 | 0 | 22:00 | 0
24 | 3 | 23:00 | 0 | 23:00 | 0
1 | 3 | 0:00 | 0 | 0:00 | 0
2 | 3 | 1:00 | 0 | 1:00 | 0
3 | 3 | 2:00 | 0 | 2:00 | 0
4 | 3 | 3:00 | 0 | 3:00 | 0
5 | 3 | 4:00 | 0 | 4:00 | 0
6 | 3 | 5:00 | 0 | 5:00 | 0
7 | 3 | 6:00 | 0.52 | 6:00 | 0.52
8 | 3 | 7:00 | 27.78 | 7:00 | 27.64
9 | 3 | 8:00 | 63.71 | 8:00 | 63.39
10 | 3 | 9:00 | 68.41 | 9:00 | 68.07
11 | 3 | 10:00 | 69.51 | 10:00 | 69.16
12 | 3 | 11:00 | 73.42 | 11:00 | 73.05
13 | 3 | 12:00 | 73.09 | 12:00 | 72.73
14 | 3 | 13:00 | 71.55 | 13:00 | 71.19
15 | 3 | 14:00 | 71.76 | 14:00 | 71.4
16 | 3 | 15:00 | 68.14 | 15:00 | 67.8
17 | 3 | 16:00 | 51.3 | 16:00 | 51.04
18 | 3 | 17:00 | 13.37 | 17:00 | 13.3
19 | 3 | 18:00 | 0 | 18:00 | 0
20 | 3 | 19:00 | 0 | 19:00 | 0
21 | 3 | 20:00 | 0 | 20:00 | 0
22 | 3 | 21:00 | 0 | 21:00 | 0
23 | 3 | 22:00 | 0 | 22:00 | 0
24 | 3 | 23:00 | 0 | 23:00 | 0
1 | 3 | 0:00 | 0 | 0:00 | 0
2 | 3 | 1:00 | 0 | 1:00 | 0
3 | 3 | 2:00 | 0 | 2:00 | 0
4 | 3 | 3:00 | 0 | 3:00 | 0
5 | 3 | 4:00 | 0 | 4:00 | 0
6 | 3 | 5:00 | 0 | 5:00 | 0
7 | 3 | 6:00 | 0.61 | 6:00 | 0.6
8 | 3 | 7:00 | 27.92 | 7:00 | 27.78
9 | 3 | 8:00 | 63.46 | 8:00 | 63.14
10 | 3 | 9:00 | 73.04 | 9:00 | 72.67
11 | 3 | 10:00 | 83.73 | 10:00 | 83.31
12 | 3 | 11:00 | 85.97 | 11:00 | 85.54
13 | 3 | 12:00 | 85.36 | 12:00 | 84.94
14 | 3 | 13:00 | 85.64 | 13:00 | 85.22
15 | 3 | 14:00 | 85.3 | 14:00 | 84.87
16 | 3 | 15:00 | 78.19 | 15:00 | 77.8
17 | 3 | 16:00 | 61.55 | 16:00 | 61.24
18 | 3 | 17:00 | 16.1 | 17:00 | 16.02
19 | 3 | 18:00 | 0 | 18:00 | 0
20 | 3 | 19:00 | 0 | 19:00 | 0
21 | 3 | 20:00 | 0 | 20:00 | 0
22 | 3 | 21:00 | 0 | 21:00 | 0
23 | 3 | 22:00 | 0 | 22:00 | 0
24 | 3 | 23:00 | 0 | 23:00 | 0
1 | 3 | 0:00 | 0 | 0:00 | 0
2 | 3 | 1:00 | 0 | 1:00 | 0
3 | 3 | 2:00 | 0 | 2:00 | 0
4 | 3 | 3:00 | 0 | 3:00 | 0
5 | 3 | 4:00 | 0 | 4:00 | 0
6 | 3 | 5:00 | 0 | 5:00 | 0
7 | 3 | 6:00 | 0.57 | 6:00 | 0.57
8 | 3 | 7:00 | 25.15 | 7:00 | 25.03
9 | 3 | 8:00 | 61.13 | 8:00 | 60.83
10 | 3 | 9:00 | 67.17 | 9:00 | 66.84
11 | 3 | 10:00 | 74.79 | 10:00 | 74.42
12 | 3 | 11:00 | 78.26 | 11:00 | 77.87
13 | 3 | 12:00 | 79.47 | 12:00 | 79.08
14 | 3 | 13:00 | 76.08 | 13:00 | 75.7
15 | 3 | 14:00 | 75.51 | 14:00 | 75.13
16 | 3 | 15:00 | 68.83 | 15:00 | 68.49
17 | 3 | 16:00 | 49.84 | 16:00 | 49.59
18 | 3 | 17:00 | 13.66 | 17:00 | 13.59
19 | 3 | 18:00 | 0 | 18:00 | 0
20 | 3 | 19:00 | 0 | 19:00 | 0
21 | 3 | 20:00 | 0 | 20:00 | 0
22 | 3 | 21:00 | 0 | 21:00 | 0
23 | 3 | 22:00 | 0 | 22:00 | 0
24 | 3 | 23:00 | 0 | 23:00 | 0
1 | 3 | 0:00 | 0 | 0:00 | 0
2 | 3 | 1:00 | 0 | 1:00 | 0
3 | 3 | 2:00 | 0 | 2:00 | 0
4 | 3 | 3:00 | 0 | 3:00 | 0
5 | 3 | 4:00 | 0 | 4:00 | 0
6 | 3 | 5:00 | 0 | 5:00 | 0
7 | 3 | 6:00 | 0.88 | 6:00 | 0.87
8 | 3 | 7:00 | 25.36 | 7:00 | 25.23
9 | 3 | 8:00 | 53.36 | 8:00 | 53.09
10 | 3 | 9:00 | 59.1 | 9:00 | 58.8
11 | 3 | 10:00 | 66.69 | 10:00 | 66.36
12 | 3 | 11:00 | 64.44 | 11:00 | 64.12
13 | 3 | 12:00 | 63.57 | 12:00 | 63.25
14 | 3 | 13:00 | 61.08 | 13:00 | 60.78
15 | 3 | 14:00 | 56.03 | 14:00 | 55.75
16 | 3 | 15:00 | 45.08 | 15:00 | 44.86
17 | 3 | 16:00 | 32.71 | 16:00 | 32.54
18 | 3 | 17:00 | 9.67 | 17:00 | 9.62
19 | 3 | 18:00 | 0 | 18:00 | 0
20 | 3 | 19:00 | 0 | 19:00 | 0
21 | 3 | 20:00 | 0 | 20:00 | 0
22 | 3 | 21:00 | 0 | 21:00 | 0
23 | 3 | 22:00 | 0 | 22:00 | 0
24 | 3 | 23:00 | 0 | 23:00 | 0
1 | 3 | 0:00 | 0 | 0:00 | 0
2 | 3 | 1:00 | 0 | 1:00 | 0
3 | 3 | 2:00 | 0 | 2:00 | 0
4 | 3 | 3:00 | 0 | 3:00 | 0
5 | 3 | 4:00 | 0 | 4:00 | 0
6 | 3 | 5:00 | 0 | 5:00 | 0
7 | 3 | 6:00 | 0.95 | 6:00 | 0.94
8 | 3 | 7:00 | 26.55 | 7:00 | 26.42
9 | 3 | 8:00 | 58.35 | 8:00 | 58.06
10 | 3 | 9:00 | 65.92 | 9:00 | 65.59
11 | 3 | 10:00 | 68.59 | 10:00 | 68.25
12 | 3 | 11:00 | 70.38 | 11:00 | 70.03
13 | 3 | 12:00 | 71.39 | 12:00 | 71.03
14 | 3 | 13:00 | 72.84 | 13:00 | 72.47
15 | 3 | 14:00 | 72.04 | 14:00 | 71.68
16 | 3 | 15:00 | 61.34 | 15:00 | 61.03
17 | 3 | 16:00 | 50.78 | 16:00 | 50.53
18 | 3 | 17:00 | 13.56 | 17:00 | 13.49
19 | 3 | 18:00 | 0 | 18:00 | 0
20 | 3 | 19:00 | 0 | 19:00 | 0
21 | 3 | 20:00 | 0 | 20:00 | 0
22 | 3 | 21:00 | 0 | 21:00 | 0
23 | 3 | 22:00 | 0 | 22:00 | 0
24 | 3 | 23:00 | 0 | 23:00 | 0
1 | 3 | 0:00 | 0 | 0:00 | 0
2 | 3 | 1:00 | 0 | 1:00 | 0
3 | 3 | 2:00 | 0 | 2:00 | 0
4 | 3 | 3:00 | 0 | 3:00 | 0
5 | 3 | 4:00 | 0 | 4:00 | 0
6 | 3 | 5:00 | 0 | 5:00 | 0
7 | 3 | 6:00 | 1.68 | 6:00 | 1.67
8 | 3 | 7:00 | 33.89 | 7:00 | 33.72
9 | 3 | 8:00 | 65.02 | 8:00 | 64.69
10 | 3 | 9:00 | 75.08 | 9:00 | 74.71
11 | 3 | 10:00 | 78.98 | 10:00 | 78.59
12 | 3 | 11:00 | 81.34 | 11:00 | 80.93
13 | 3 | 12:00 | 77.15 | 12:00 | 76.77
14 | 3 | 13:00 | 74.74 | 13:00 | 74.37
15 | 3 | 14:00 | 73.93 | 14:00 | 73.56
16 | 3 | 15:00 | 67.61 | 15:00 | 67.27
17 | 3 | 16:00 | 47.58 | 16:00 | 47.34
18 | 3 | 17:00 | 13.5 | 17:00 | 13.44
19 | 3 | 18:00 | 0 | 18:00 | 0
20 | 3 | 19:00 | 0 | 19:00 | 0
21 | 3 | 20:00 | 0 | 20:00 | 0
22 | 3 | 21:00 | 0 | 21:00 | 0
23 | 3 | 22:00 | 0 | 22:00 | 0
24 | 3 | 23:00 | 0 | 23:00 | 0
1 | 3 | 0:00 | 0 | 0:00 | 0
2 | 3 | 1:00 | 0 | 1:00 | 0
3 | 3 | 2:00 | 0 | 2:00 | 0
4 | 3 | 3:00 | 0 | 3:00 | 0
5 | 3 | 4:00 | 0 | 4:00 | 0
6 | 3 | 5:00 | 0 | 5:00 | 0
7 | 3 | 6:00 | 1.61 | 6:00 | 1.6
8 | 3 | 7:00 | 27.12 | 7:00 | 26.99
9 | 3 | 8:00 | 54.63 | 8:00 | 54.35
10 | 3 | 9:00 | 62.14 | 9:00 | 61.83
11 | 3 | 10:00 | 67.53 | 10:00 | 67.19
12 | 3 | 11:00 | 71.52 | 11:00 | 71.17
13 | 3 | 12:00 | 71.55 | 12:00 | 71.19
14 | 3 | 13:00 | 67.7 | 13:00 | 67.36
15 | 3 | 14:00 | 67.19 | 14:00 | 66.85
16 | 3 | 15:00 | 66.91 | 15:00 | 66.57
17 | 3 | 16:00 | 49.35 | 16:00 | 49.1
18 | 3 | 17:00 | 14.56 | 17:00 | 14.49
19 | 3 | 18:00 | 0 | 18:00 | 0
20 | 3 | 19:00 | 0 | 19:00 | 0
21 | 3 | 20:00 | 0 | 20:00 | 0
22 | 3 | 21:00 | 0 | 21:00 | 0
23 | 3 | 22:00 | 0 | 22:00 | 0
24 | 3 | 23:00 | 0 | 23:00 | 0
1 | 3 | 0:00 | 0 | 0:00 | 0
2 | 3 | 1:00 | 0 | 1:00 | 0
3 | 3 | 2:00 | 0 | 2:00 | 0
4 | 3 | 3:00 | 0 | 3:00 | 0
5 | 3 | 4:00 | 0 | 4:00 | 0
6 | 3 | 5:00 | 0 | 5:00 | 0
7 | 3 | 6:00 | 2.1 | 6:00 | 2.09
8 | 3 | 7:00 | 31.42 | 7:00 | 31.26
9 | 3 | 8:00 | 60.83 | 8:00 | 60.53
10 | 3 | 9:00 | 69.08 | 9:00 | 68.73
11 | 3 | 10:00 | 73.75 | 10:00 | 73.39
12 | 3 | 11:00 | 74.24 | 11:00 | 73.87
13 | 3 | 12:00 | 72.65 | 12:00 | 72.28
14 | 3 | 13:00 | 70.02 | 13:00 | 69.67
15 | 3 | 14:00 | 70.16 | 14:00 | 69.81
16 | 3 | 15:00 | 65.61 | 15:00 | 65.28
17 | 3 | 16:00 | 52.39 | 16:00 | 52.13
18 | 3 | 17:00 | 15.41 | 17:00 | 15.34
19 | 3 | 18:00 | 0 | 18:00 | 0
20 | 3 | 19:00 | 0 | 19:00 | 0
21 | 3 | 20:00 | 0 | 20:00 | 0
22 | 3 | 21:00 | 0 | 21:00 | 0
23 | 3 | 22:00 | 0 | 22:00 | 0
24 | 3 | 23:00 | 0 | 23:00 | 0
1 | 3 | 0:00 | 0 | 0:00 | 0
2 | 3 | 1:00 | 0 | 1:00 | 0
3 | 3 | 2:00 | 0 | 2:00 | 0
4 | 3 | 3:00 | 0 | 3:00 | 0
5 | 3 | 4:00 | 0 | 4:00 | 0
6 | 3 | 5:00 | 0 | 5:00 | 0
7 | 3 | 6:00 | 2.32 | 6:00 | 2.31
8 | 3 | 7:00 | 25.82 | 7:00 | 25.69
9 | 3 | 8:00 | 46.21 | 8:00 | 45.98
10 | 3 | 9:00 | 57.69 | 9:00 | 57.4
11 | 3 | 10:00 | 64.46 | 10:00 | 64.14
12 | 3 | 11:00 | 64.98 | 11:00 | 64.66
13 | 3 | 12:00 | 64.82 | 12:00 | 64.5
14 | 3 | 13:00 | 65.46 | 13:00 | 65.13
15 | 3 | 14:00 | 62.06 | 14:00 | 61.75
16 | 3 | 15:00 | 56.39 | 15:00 | 56.1
17 | 3 | 16:00 | 43.99 | 16:00 | 43.77
18 | 3 | 17:00 | 13.36 | 17:00 | 13.3
19 | 3 | 18:00 | 0 | 18:00 | 0
20 | 3 | 19:00 | 0 | 19:00 | 0
21 | 3 | 20:00 | 0 | 20:00 | 0
22 | 3 | 21:00 | 0 | 21:00 | 0
23 | 3 | 22:00 | 0 | 22:00 | 0
24 | 3 | 23:00 | 0 | 23:00 | 0
1 | 3 | 0:00 | 0 | 0:00 | 0
2 | 3 | 1:00 | 0 | 1:00 | 0
3 | 3 | 2:00 | 0 | 2:00 | 0
4 | 3 | 3:00 | 0 | 3:00 | 0
5 | 3 | 4:00 | 0 | 4:00 | 0
6 | 3 | 5:00 | 0 | 5:00 | 0
7 | 3 | 6:00 | 2.28 | 6:00 | 2.27
8 | 3 | 7:00 | 26.95 | 7:00 | 26.81
9 | 3 | 8:00 | 51.54 | 8:00 | 51.28
10 | 3 | 9:00 | 58.79 | 9:00 | 58.5
11 | 3 | 10:00 | 59.47 | 10:00 | 59.17
12 | 3 | 11:00 | 66.5 | 11:00 | 66.16
13 | 3 | 12:00 | 67.44 | 12:00 | 67.1
14 | 3 | 13:00 | 63.67 | 13:00 | 63.35
15 | 3 | 14:00 | 59.12 | 14:00 | 58.82
16 | 3 | 15:00 | 55.39 | 15:00 | 55.11
17 | 3 | 16:00 | 39.39 | 16:00 | 39.19
18 | 3 | 17:00 | 13.26 | 17:00 | 13.19
19 | 3 | 18:00 | 0 | 18:00 | 0
20 | 3 | 19:00 | 0 | 19:00 | 0
21 | 3 | 20:00 | 0 | 20:00 | 0
22 | 3 | 21:00 | 0 | 21:00 | 0
23 | 3 | 22:00 | 0 | 22:00 | 0
24 | 3 | 23:00 | 0 | 23:00 | 0
1 | 3 | 0:00 | 0 | 0:00 | 0
2 | 3 | 1:00 | 0 | 1:00 | 0
3 | 3 | 2:00 | 0 | 2:00 | 0
4 | 3 | 3:00 | 0 | 3:00 | 0
5 | 3 | 4:00 | 0 | 4:00 | 0
6 | 3 | 5:00 | 0 | 5:00 | 0
7 | 3 | 6:00 | 2.9 | 6:00 | 2.89
8 | 3 | 7:00 | 30.22 | 7:00 | 30.07
9 | 3 | 8:00 | 54.54 | 8:00 | 54.27
10 | 3 | 9:00 | 60.45 | 9:00 | 60.14
11 | 3 | 10:00 | 62.04 | 10:00 | 61.73
12 | 3 | 11:00 | 63.29 | 11:00 | 62.97
13 | 3 | 12:00 | 62.45 | 12:00 | 62.14
14 | 3 | 13:00 | 63.52 | 13:00 | 63.21
15 | 3 | 14:00 | 64.25 | 14:00 | 63.93
16 | 3 | 15:00 | 62.23 | 15:00 | 61.92
17 | 3 | 16:00 | 46.68 | 16:00 | 46.45
18 | 3 | 17:00 | 13.99 | 17:00 | 13.92
19 | 3 | 18:00 | 0 | 18:00 | 0
20 | 3 | 19:00 | 0 | 19:00 | 0
21 | 3 | 20:00 | 0 | 20:00 | 0
22 | 3 | 21:00 | 0 | 21:00 | 0
23 | 3 | 22:00 | 0 | 22:00 | 0
24 | 3 | 23:00 | 0 | 23:00 | 0
1 | 3 | 0:00 | 0 | 0:00 | 0
2 | 3 | 1:00 | 0 | 1:00 | 0
3 | 3 | 2:00 | 0 | 2:00 | 0
4 | 3 | 3:00 | 0 | 3:00 | 0
5 | 3 | 4:00 | 0 | 4:00 | 0
6 | 3 | 5:00 | 0 | 5:00 | 0
7 | 3 | 6:00 | 3.51 | 6:00 | 3.49
8 | 3 | 7:00 | 32.9 | 7:00 | 32.74
9 | 3 | 8:00 | 52.35 | 8:00 | 52.09
10 | 3 | 9:00 | 61.98 | 9:00 | 61.67
11 | 3 | 10:00 | 67.2 | 10:00 | 66.87
12 | 3 | 11:00 | 73.12 | 11:00 | 72.75
13 | 3 | 12:00 | 72.34 | 12:00 | 71.98
14 | 3 | 13:00 | 73.15 | 13:00 | 72.78
15 | 3 | 14:00 | 74.99 | 14:00 | 74.61
16 | 3 | 15:00 | 69.75 | 15:00 | 69.4
17 | 3 | 16:00 | 52.84 | 16:00 | 52.58
18 | 3 | 17:00 | 17.76 | 17:00 | 17.67
19 | 3 | 18:00 | 0 | 18:00 | 0
20 | 3 | 19:00 | 0 | 19:00 | 0
21 | 3 | 20:00 | 0 | 20:00 | 0
22 | 3 | 21:00 | 0 | 21:00 | 0
23 | 3 | 22:00 | 0 | 22:00 | 0
24 | 3 | 23:00 | 0 | 23:00 | 0
1 | 3 | 0:00 | 0 | 0:00 | 0
2 | 3 | 1:00 | 0 | 1:00 | 0
3 | 3 | 2:00 | 0 | 2:00 | 0
4 | 3 | 3:00 | 0 | 3:00 | 0
5 | 3 | 4:00 | 0 | 4:00 | 0
6 | 3 | 5:00 | 0 | 5:00 | 0
7 | 3 | 6:00 | 4.16 | 6:00 | 4.14
8 | 3 | 7:00 | 37.48 | 7:00 | 37.29
9 | 3 | 8:00 | 62.35 | 8:00 | 62.04
10 | 3 | 9:00 | 70.83 | 9:00 | 70.48
11 | 3 | 10:00 | 71.08 | 10:00 | 70.72
12 | 3 | 11:00 | 75.09 | 11:00 | 74.71
13 | 3 | 12:00 | 76.99 | 12:00 | 76.61
14 | 3 | 13:00 | 71.66 | 13:00 | 71.3
15 | 3 | 14:00 | 68.3 | 14:00 | 67.96
16 | 3 | 15:00 | 64.93 | 15:00 | 64.6
17 | 3 | 16:00 | 54.9 | 16:00 | 54.62
18 | 3 | 17:00 | 18.26 | 17:00 | 18.17
19 | 3 | 18:00 | 0 | 18:00 | 0
20 | 3 | 19:00 | 0 | 19:00 | 0
21 | 3 | 20:00 | 0 | 20:00 | 0
22 | 3 | 21:00 | 0 | 21:00 | 0
23 | 3 | 22:00 | 0 | 22:00 | 0
24 | 3 | 23:00 | 0 | 23:00 | 0
1 | 3 | 0:00 | 0 | 0:00 | 0
2 | 3 | 1:00 | 0 | 1:00 | 0
3 | 3 | 2:00 | 0 | 2:00 | 0
4 | 3 | 3:00 | 0 | 3:00 | 0
5 | 3 | 4:00 | 0 | 4:00 | 0
6 | 3 | 5:00 | 0 | 5:00 | 0
7 | 3 | 6:00 | 3.69 | 6:00 | 3.67
8 | 3 | 7:00 | 28.99 | 7:00 | 28.85
9 | 3 | 8:00 | 47.15 | 8:00 | 46.91
10 | 3 | 9:00 | 56.46 | 9:00 | 56.18
11 | 3 | 10:00 | 70.93 | 10:00 | 70.57
12 | 3 | 11:00 | 69.65 | 11:00 | 69.3
13 | 3 | 12:00 | 62.37 | 12:00 | 62.06
14 | 3 | 13:00 | 62.7 | 13:00 | 62.39
15 | 3 | 14:00 | 64.82 | 14:00 | 64.5
16 | 3 | 15:00 | 64.32 | 15:00 | 63.99
17 | 3 | 16:00 | 50.78 | 16:00 | 50.53
18 | 3 | 17:00 | 16.9 | 17:00 | 16.82
19 | 3 | 18:00 | 0 | 18:00 | 0
20 | 3 | 19:00 | 0 | 19:00 | 0
21 | 3 | 20:00 | 0 | 20:00 | 0
22 | 3 | 21:00 | 0 | 21:00 | 0
23 | 3 | 22:00 | 0 | 22:00 | 0
24 | 3 | 23:00 | 0 | 23:00 | 0
1 | 3 | 0:00 | 0 | 0:00 | 0
2 | 3 | 1:00 | 0 | 1:00 | 0
3 | 3 | 2:00 | 0 | 2:00 | 0
4 | 3 | 3:00 | 0 | 3:00 | 0
5 | 3 | 4:00 | 0 | 4:00 | 0
6 | 3 | 5:00 | 0 | 5:00 | 0
7 | 3 | 6:00 | 4.28 | 6:00 | 4.26
8 | 3 | 7:00 | 29.58 | 7:00 | 29.43
9 | 3 | 8:00 | 50.81 | 8:00 | 50.56
10 | 3 | 9:00 | 55.24 | 9:00 | 54.96
11 | 3 | 10:00 | 64.04 | 10:00 | 63.72
12 | 3 | 11:00 | 66.06 | 11:00 | 65.73
13 | 3 | 12:00 | 60.89 | 12:00 | 60.58
14 | 3 | 13:00 | 62.82 | 13:00 | 62.51
15 | 3 | 14:00 | 63.39 | 14:00 | 63.07
16 | 3 | 15:00 | 59.54 | 15:00 | 59.24
17 | 3 | 16:00 | 43.84 | 16:00 | 43.62
18 | 3 | 17:00 | 13.54 | 17:00 | 13.47
19 | 3 | 18:00 | 0 | 18:00 | 0
20 | 3 | 19:00 | 0 | 19:00 | 0
21 | 3 | 20:00 | 0 | 20:00 | 0
22 | 3 | 21:00 | 0 | 21:00 | 0
23 | 3 | 22:00 | 0 | 22:00 | 0
24 | 3 | 23:00 | 0 | 23:00 | 0
1 | 3 | 0:00 | 0 | 0:00 | 0
2 | 3 | 1:00 | 0 | 1:00 | 0
3 | 3 | 2:00 | 0 | 2:00 | 0
4 | 3 | 3:00 | 0 | 3:00 | 0
5 | 3 | 4:00 | 0 | 4:00 | 0
6 | 3 | 5:00 | 0 | 5:00 | 0
7 | 3 | 6:00 | 4.96 | 6:00 | 4.94
8 | 3 | 7:00 | 35.8 | 7:00 | 35.62
9 | 3 | 8:00 | 60.6 | 8:00 | 60.3
10 | 3 | 9:00 | 71.15 | 9:00 | 70.8
11 | 3 | 10:00 | 74.03 | 10:00 | 73.66
12 | 3 | 11:00 | 70.42 | 11:00 | 70.07
13 | 3 | 12:00 | 66.58 | 12:00 | 66.24
14 | 3 | 13:00 | 67.42 | 13:00 | 67.08
15 | 3 | 14:00 | 66.73 | 14:00 | 66.4
16 | 3 | 15:00 | 61.31 | 15:00 | 61
17 | 3 | 16:00 | 47.19 | 16:00 | 46.96
18 | 3 | 17:00 | 16.64 | 17:00 | 16.56
19 | 3 | 18:00 | 0 | 18:00 | 0
20 | 3 | 19:00 | 0 | 19:00 | 0
21 | 3 | 20:00 | 0 | 20:00 | 0
22 | 3 | 21:00 | 0 | 21:00 | 0
23 | 3 | 22:00 | 0 | 22:00 | 0
24 | 3 | 23:00 | 0 | 23:00 | 0
1 | 3 | 0:00 | 0 | 0:00 | 0
2 | 3 | 1:00 | 0 | 1:00 | 0
3 | 3 | 2:00 | 0 | 2:00 | 0
4 | 3 | 3:00 | 0 | 3:00 | 0
5 | 3 | 4:00 | 0 | 4:00 | 0
6 | 3 | 5:00 | 0 | 5:00 | 0
7 | 3 | 6:00 | 5.69 | 6:00 | 5.66
8 | 3 | 7:00 | 39.05 | 7:00 | 38.85
9 | 3 | 8:00 | 59.76 | 8:00 | 59.47
10 | 3 | 9:00 | 64.58 | 9:00 | 64.26
11 | 3 | 10:00 | 70.95 | 10:00 | 70.6
12 | 3 | 11:00 | 70.01 | 11:00 | 69.66
13 | 3 | 12:00 | 67.12 | 12:00 | 66.79
14 | 3 | 13:00 | 64.15 | 13:00 | 63.83
15 | 3 | 14:00 | 65.31 | 14:00 | 64.99
16 | 3 | 15:00 | 63.66 | 15:00 | 63.34
17 | 3 | 16:00 | 51.78 | 16:00 | 51.52
18 | 3 | 17:00 | 17.99 | 17:00 | 17.9
19 | 3 | 18:00 | 0 | 18:00 | 0
20 | 3 | 19:00 | 0 | 19:00 | 0
21 | 3 | 20:00 | 0 | 20:00 | 0
22 | 3 | 21:00 | 0 | 21:00 | 0
23 | 3 | 22:00 | 0 | 22:00 | 0
24 | 3 | 23:00 | 0 | 23:00 | 0
1 | 3 | 0:00 | 0 | 0:00 | 0
2 | 3 | 1:00 | 0 | 1:00 | 0
3 | 3 | 2:00 | 0 | 2:00 | 0
4 | 3 | 3:00 | 0 | 3:00 | 0
5 | 3 | 4:00 | 0 | 4:00 | 0
6 | 3 | 5:00 | 0 | 5:00 | 0
7 | 3 | 6:00 | 6.07 | 6:00 | 6.04
8 | 3 | 7:00 | 41.94 | 7:00 | 41.73
9 | 3 | 8:00 | 60.5 | 8:00 | 60.19
10 | 3 | 9:00 | 75.44 | 9:00 | 75.06
11 | 3 | 10:00 | 80.87 | 10:00 | 80.46
12 | 3 | 11:00 | 84.46 | 11:00 | 84.04
13 | 3 | 12:00 | 84.83 | 12:00 | 84.4
14 | 3 | 13:00 | 81.75 | 13:00 | 81.35
15 | 3 | 14:00 | 82.94 | 14:00 | 82.52
16 | 3 | 15:00 | 79.75 | 15:00 | 79.36
17 | 3 | 16:00 | 64.19 | 16:00 | 63.87
18 | 3 | 17:00 | 22.22 | 17:00 | 22.11
19 | 3 | 18:00 | 0 | 18:00 | 0
20 | 3 | 19:00 | 0 | 19:00 | 0
21 | 3 | 20:00 | 0 | 20:00 | 0
22 | 3 | 21:00 | 0 | 21:00 | 0
23 | 3 | 22:00 | 0 | 22:00 | 0
24 | 3 | 23:00 | 0 | 23:00 | 0
1 | 3 | 0:00 | 0 | 0:00 | 0
2 | 3 | 1:00 | 0 | 1:00 | 0
3 | 3 | 2:00 | 0 | 2:00 | 0
4 | 3 | 3:00 | 0 | 3:00 | 0
5 | 3 | 4:00 | 0 | 4:00 | 0
6 | 3 | 5:00 | 0 | 5:00 | 0
7 | 3 | 6:00 | 6.12 | 6:00 | 6.09
8 | 3 | 7:00 | 40.85 | 7:00 | 40.65
9 | 3 | 8:00 | 62.71 | 8:00 | 62.4
10 | 3 | 9:00 | 69.35 | 9:00 | 69.01
11 | 3 | 10:00 | 78.24 | 10:00 | 77.85
12 | 3 | 11:00 | 79.49 | 11:00 | 79.09
13 | 3 | 12:00 | 78.44 | 12:00 | 78.05
14 | 3 | 13:00 | 76.76 | 13:00 | 76.38
15 | 3 | 14:00 | 75.27 | 14:00 | 74.89
16 | 3 | 15:00 | 70.47 | 15:00 | 70.11
17 | 3 | 16:00 | 55.11 | 16:00 | 54.83
18 | 3 | 17:00 | 18.98 | 17:00 | 18.89
19 | 3 | 18:00 | 0 | 18:00 | 0
20 | 3 | 19:00 | 0 | 19:00 | 0
21 | 3 | 20:00 | 0 | 20:00 | 0
22 | 3 | 21:00 | 0 | 21:00 | 0
23 | 3 | 22:00 | 0 | 22:00 | 0
24 | 3 | 23:00 | 0 | 23:00 | 0
1 | 3 | 0:00 | 0 | 0:00 | 0
2 | 3 | 1:00 | 0 | 1:00 | 0
3 | 3 | 2:00 | 0 | 2:00 | 0
4 | 3 | 3:00 | 0 | 3:00 | 0
5 | 3 | 4:00 | 0 | 4:00 | 0
6 | 3 | 5:00 | 0 | 5:00 | 0
7 | 3 | 6:00 | 7.74 | 6:00 | 7.7
8 | 3 | 7:00 | 46.97 | 7:00 | 46.73
9 | 3 | 8:00 | 69.57 | 8:00 | 69.22
10 | 3 | 9:00 | 72.09 | 9:00 | 71.73
11 | 3 | 10:00 | 79 | 10:00 | 78.61
12 | 3 | 11:00 | 83.41 | 11:00 | 82.99
13 | 3 | 12:00 | 84.83 | 12:00 | 84.41
14 | 3 | 13:00 | 82.48 | 13:00 | 82.07
15 | 3 | 14:00 | 77.92 | 14:00 | 77.53
16 | 3 | 15:00 | 72.09 | 15:00 | 71.73
17 | 3 | 16:00 | 60.02 | 16:00 | 59.72
18 | 3 | 17:00 | 20.38 | 17:00 | 20.28
19 | 3 | 18:00 | 0 | 18:00 | 0
20 | 3 | 19:00 | 0 | 19:00 | 0
21 | 3 | 20:00 | 0 | 20:00 | 0
22 | 3 | 21:00 | 0 | 21:00 | 0
23 | 3 | 22:00 | 0 | 22:00 | 0
24 | 3 | 23:00 | 0 | 23:00 | 0
1 | 3 | 0:00 | 0 | 0:00 | 0
2 | 3 | 1:00 | 0 | 1:00 | 0
3 | 3 | 2:00 | 0 | 2:00 | 0
4 | 3 | 3:00 | 0 | 3:00 | 0
5 | 3 | 4:00 | 0 | 4:00 | 0
6 | 3 | 5:00 | 0 | 5:00 | 0
7 | 3 | 6:00 | 8.66 | 6:00 | 8.62
8 | 3 | 7:00 | 52.63 | 7:00 | 52.37
9 | 3 | 8:00 | 75.57 | 8:00 | 75.19
10 | 3 | 9:00 | 74.59 | 9:00 | 74.21
11 | 3 | 10:00 | 78.23 | 10:00 | 77.84
12 | 3 | 11:00 | 77.93 | 11:00 | 77.54
13 | 3 | 12:00 | 75.17 | 12:00 | 74.79
14 | 3 | 13:00 | 81.4 | 13:00 | 80.99
15 | 3 | 14:00 | 79.65 | 14:00 | 79.25
16 | 3 | 15:00 | 66.28 | 15:00 | 65.95
17 | 3 | 16:00 | 58.25 | 16:00 | 57.95
18 | 3 | 17:00 | 23.31 | 17:00 | 23.19
19 | 3 | 18:00 | 0 | 18:00 | 0
20 | 3 | 19:00 | 0 | 19:00 | 0
21 | 3 | 20:00 | 0 | 20:00 | 0
22 | 3 | 21:00 | 0 | 21:00 | 0
23 | 3 | 22:00 | 0 | 22:00 | 0
24 | 3 | 23:00 | 0 | 23:00 | 0
1 | 3 | 0:00 | 0 | 0:00 | 0
2 | 3 | 1:00 | 0 | 1:00 | 0
3 | 3 | 2:00 | 0 | 2:00 | 0
4 | 3 | 3:00 | 0 | 3:00 | 0
5 | 3 | 4:00 | 0 | 4:00 | 0
6 | 3 | 5:00 | 0 | 5:00 | 0
7 | 3 | 6:00 | 8.78 | 6:00 | 8.74
8 | 3 | 7:00 | 47.38 | 7:00 | 47.15
9 | 3 | 8:00 | 67.14 | 8:00 | 66.8
10 | 3 | 9:00 | 72.06 | 9:00 | 71.7
11 | 3 | 10:00 | 75.29 | 10:00 | 74.92
12 | 3 | 11:00 | 78.06 | 11:00 | 77.67
13 | 3 | 12:00 | 76.86 | 12:00 | 76.47
14 | 3 | 13:00 | 79.57 | 13:00 | 79.17
15 | 3 | 14:00 | 80.99 | 14:00 | 80.58
16 | 3 | 15:00 | 75.51 | 15:00 | 75.13
17 | 3 | 16:00 | 67.57 | 16:00 | 67.23
18 | 3 | 17:00 | 24.78 | 17:00 | 24.66
19 | 3 | 18:00 | 0 | 18:00 | 0
20 | 3 | 19:00 | 0 | 19:00 | 0
21 | 3 | 20:00 | 0 | 20:00 | 0
22 | 3 | 21:00 | 0 | 21:00 | 0
23 | 3 | 22:00 | 0 | 22:00 | 0
24 | 3 | 23:00 | 0 | 23:00 | 0
1 | 3 | 0:00 | 0 | 0:00 | 0
2 | 3 | 1:00 | 0 | 1:00 | 0
3 | 3 | 2:00 | 0 | 2:00 | 0
4 | 3 | 3:00 | 0 | 3:00 | 0
5 | 3 | 4:00 | 0 | 4:00 | 0
6 | 3 | 5:00 | 0 | 5:00 | 0
7 | 3 | 6:00 | 9.07 | 6:00 | 9.03
8 | 3 | 7:00 | 45.18 | 7:00 | 44.95
9 | 3 | 8:00 | 64.4 | 8:00 | 64.08
10 | 3 | 9:00 | 68.78 | 9:00 | 68.43
11 | 3 | 10:00 | 74.75 | 10:00 | 74.38
12 | 3 | 11:00 | 76.84 | 11:00 | 76.46
13 | 3 | 12:00 | 76.71 | 12:00 | 76.32
14 | 3 | 13:00 | 80.23 | 13:00 | 79.83
15 | 3 | 14:00 | 74.93 | 14:00 | 74.56
16 | 3 | 15:00 | 67.75 | 15:00 | 67.41
17 | 3 | 16:00 | 58.14 | 16:00 | 57.85
18 | 3 | 17:00 | 21.15 | 17:00 | 21.05
19 | 3 | 18:00 | 0 | 18:00 | 0
20 | 3 | 19:00 | 0 | 19:00 | 0
21 | 3 | 20:00 | 0 | 20:00 | 0
22 | 3 | 21:00 | 0 | 21:00 | 0
23 | 3 | 22:00 | 0 | 22:00 | 0
24 | 3 | 23:00 | 0 | 23:00 | 0
1 | 3 | 0:00 | 0 | 0:00 | 0
2 | 3 | 1:00 | 0 | 1:00 | 0
3 | 3 | 2:00 | 0 | 2:00 | 0
4 | 3 | 3:00 | 0 | 3:00 | 0
5 | 3 | 4:00 | 0 | 4:00 | 0
6 | 3 | 5:00 | 0 | 5:00 | 0
7 | 3 | 6:00 | 8.02 | 6:00 | 7.98
8 | 3 | 7:00 | 35.45 | 7:00 | 35.28
9 | 3 | 8:00 | 51.43 | 8:00 | 51.17
10 | 3 | 9:00 | 56.95 | 9:00 | 56.66
11 | 3 | 10:00 | 64.31 | 10:00 | 63.99
12 | 3 | 11:00 | 64.85 | 11:00 | 64.53
13 | 3 | 12:00 | 64.14 | 12:00 | 63.82
14 | 3 | 13:00 | 62.39 | 13:00 | 62.08
15 | 3 | 14:00 | 59.83 | 14:00 | 59.53
16 | 3 | 15:00 | 55.95 | 15:00 | 55.67
17 | 3 | 16:00 | 46.72 | 16:00 | 46.49
18 | 3 | 17:00 | 20.33 | 17:00 | 20.23
19 | 3 | 18:00 | 0 | 18:00 | 0
20 | 3 | 19:00 | 0 | 19:00 | 0
21 | 3 | 20:00 | 0 | 20:00 | 0
22 | 3 | 21:00 | 0 | 21:00 | 0
23 | 3 | 22:00 | 0 | 22:00 | 0
24 | 3 | 23:00 | 0 | 23:00 | 0
1 | 3 | 0:00 | 0 | 0:00 | 0
2 | 3 | 1:00 | 0 | 1:00 | 0
3 | 3 | 2:00 | 0 | 2:00 | 0
4 | 3 | 3:00 | 0 | 3:00 | 0
5 | 3 | 4:00 | 0 | 4:00 | 0
6 | 3 | 5:00 | 0 | 5:00 | 0
7 | 3 | 6:00 | 9.75 | 6:00 | 9.7
8 | 3 | 7:00 | 45 | 7:00 | 44.78
9 | 3 | 8:00 | 61.04 | 8:00 | 60.74
10 | 3 | 9:00 | 65.45 | 9:00 | 65.12
11 | 3 | 10:00 | 69.27 | 10:00 | 68.92
12 | 3 | 11:00 | 74.14 | 11:00 | 73.77
13 | 3 | 12:00 | 76.34 | 12:00 | 75.96
14 | 3 | 13:00 | 69.9 | 13:00 | 69.55
15 | 3 | 14:00 | 70.08 | 14:00 | 69.73
16 | 3 | 15:00 | 63.75 | 15:00 | 63.43
17 | 3 | 16:00 | 54.23 | 16:00 | 53.96
18 | 3 | 17:00 | 23.22 | 17:00 | 23.11
19 | 3 | 18:00 | 0.07 | 18:00 | 0.07
20 | 3 | 19:00 | 0 | 19:00 | 0
21 | 3 | 20:00 | 0 | 20:00 | 0
22 | 3 | 21:00 | 0 | 21:00 | 0
23 | 3 | 22:00 | 0 | 22:00 | 0
24 | 3 | 23:00 | 0 | 23:00 | 0
1 | 3 | 0:00 | 0 | 0:00 | 0
2 | 3 | 1:00 | 0 | 1:00 | 0
3 | 3 | 2:00 | 0 | 2:00 | 0
4 | 3 | 3:00 | 0 | 3:00 | 0
5 | 3 | 4:00 | 0 | 4:00 | 0
6 | 3 | 5:00 | 0 | 5:00 | 0
7 | 3 | 6:00 | 9.61 | 6:00 | 9.56
8 | 3 | 7:00 | 37.66 | 7:00 | 37.47
9 | 3 | 8:00 | 52.35 | 8:00 | 52.09
10 | 3 | 9:00 | 61.08 | 9:00 | 60.77
11 | 3 | 10:00 | 62.91 | 10:00 | 62.59
12 | 3 | 11:00 | 65.36 | 11:00 | 65.04
13 | 3 | 12:00 | 62.07 | 12:00 | 61.76
14 | 3 | 13:00 | 61.74 | 13:00 | 61.43
15 | 3 | 14:00 | 59.61 | 14:00 | 59.31
16 | 3 | 15:00 | 54.3 | 15:00 | 54.03
17 | 3 | 16:00 | 44.55 | 16:00 | 44.33
18 | 3 | 17:00 | 16.46 | 17:00 | 16.38
19 | 3 | 18:00 | 0.15 | 18:00 | 0.15
20 | 3 | 19:00 | 0 | 19:00 | 0
21 | 3 | 20:00 | 0 | 20:00 | 0
22 | 3 | 21:00 | 0 | 21:00 | 0
23 | 3 | 22:00 | 0 | 22:00 | 0
24 | 3 | 23:00 | 0 | 23:00 | 0
1 | 3 | 0:00 | 0 | 0:00 | 0
2 | 3 | 1:00 | 0 | 1:00 | 0
3 | 3 | 2:00 | 0 | 2:00 | 0
4 | 3 | 3:00 | 0 | 3:00 | 0
5 | 3 | 4:00 | 0 | 4:00 | 0
6 | 3 | 5:00 | 0 | 5:00 | 0
7 | 3 | 6:00 | 10.21 | 6:00 | 10.16
8 | 3 | 7:00 | 41.9 | 7:00 | 41.69
9 | 3 | 8:00 | 54.57 | 8:00 | 54.29
10 | 3 | 9:00 | 59.51 | 9:00 | 59.21
11 | 3 | 10:00 | 68.81 | 10:00 | 68.47
12 | 3 | 11:00 | 75.34 | 11:00 | 74.96
13 | 3 | 12:00 | 76.02 | 12:00 | 75.63
14 | 3 | 13:00 | 74.3 | 13:00 | 73.93
15 | 3 | 14:00 | 68.11 | 14:00 | 67.77
16 | 3 | 15:00 | 61.77 | 15:00 | 61.46
17 | 3 | 16:00 | 53.25 | 16:00 | 52.98
18 | 3 | 17:00 | 21.64 | 17:00 | 21.53
19 | 3 | 18:00 | 0.2 | 18:00 | 0.2
20 | 3 | 19:00 | 0 | 19:00 | 0
21 | 3 | 20:00 | 0 | 20:00 | 0
22 | 3 | 21:00 | 0 | 21:00 | 0
23 | 3 | 22:00 | 0 | 22:00 | 0
24 | 3 | 23:00 | 0 | 23:00 | 0
1 | 3 | 0:00 | 0 | 0:00 | 0
2 | 3 | 1:00 | 0 | 1:00 | 0
3 | 3 | 2:00 | 0 | 2:00 | 0
4 | 3 | 3:00 | 0 | 3:00 | 0
5 | 3 | 4:00 | 0 | 4:00 | 0
6 | 3 | 5:00 | 0 | 5:00 | 0
7 | 3 | 6:00 | 13.11 | 6:00 | 13.04
8 | 3 | 7:00 | 51.36 | 7:00 | 51.11
9 | 3 | 8:00 | 73.22 | 8:00 | 72.86
10 | 3 | 9:00 | 76.45 | 9:00 | 76.07
11 | 3 | 10:00 | 79.63 | 10:00 | 79.23
12 | 3 | 11:00 | 82.85 | 11:00 | 82.44
13 | 3 | 12:00 | 83.92 | 12:00 | 83.5
14 | 3 | 13:00 | 84.18 | 13:00 | 83.76
15 | 3 | 14:00 | 80.9 | 14:00 | 80.5
16 | 3 | 15:00 | 75.03 | 15:00 | 74.65
17 | 3 | 16:00 | 62.26 | 16:00 | 61.95
18 | 3 | 17:00 | 25.99 | 17:00 | 25.86
19 | 3 | 18:00 | 0.3 | 18:00 | 0.29
20 | 3 | 19:00 | 0 | 19:00 | 0
21 | 3 | 20:00 | 0 | 20:00 | 0
22 | 3 | 21:00 | 0 | 21:00 | 0
23 | 3 | 22:00 | 0 | 22:00 | 0
24 | 3 | 23:00 | 0 | 23:00 | 0
1 | 3 | 0:00 | 0 | 0:00 | 0
2 | 3 | 1:00 | 0 | 1:00 | 0
3 | 3 | 2:00 | 0 | 2:00 | 0
4 | 3 | 3:00 | 0 | 3:00 | 0
5 | 3 | 4:00 | 0 | 4:00 | 0
6 | 3 | 5:00 | 0 | 5:00 | 0
7 | 3 | 6:00 | 11.2 | 6:00 | 11.15
8 | 3 | 7:00 | 37.25 | 7:00 | 37.06
9 | 3 | 8:00 | 45.85 | 8:00 | 45.62
10 | 3 | 9:00 | 53.26 | 9:00 | 53
11 | 3 | 10:00 | 62.49 | 10:00 | 62.18
12 | 3 | 11:00 | 70 | 11:00 | 69.65
13 | 3 | 12:00 | 68.52 | 12:00 | 68.18
14 | 3 | 13:00 | 68.43 | 13:00 | 68.09
15 | 3 | 14:00 | 71.87 | 14:00 | 71.51
16 | 3 | 15:00 | 65.61 | 15:00 | 65.28
17 | 3 | 16:00 | 51.44 | 16:00 | 51.18
18 | 3 | 17:00 | 20.06 | 17:00 | 19.96
19 | 3 | 18:00 | 0.35 | 18:00 | 0.35
20 | 3 | 19:00 | 0 | 19:00 | 0
21 | 3 | 20:00 | 0 | 20:00 | 0
22 | 3 | 21:00 | 0 | 21:00 | 0
23 | 3 | 22:00 | 0 | 22:00 | 0
24 | 3 | 23:00 | 0 | 23:00 | 0
1 | 4 | 0:00 | 0 | 0:00 | 0
2 | 4 | 1:00 | 0 | 1:00 | 0
3 | 4 | 2:00 | 0 | 2:00 | 0
4 | 4 | 3:00 | 0 | 3:00 | 0
5 | 4 | 4:00 | 0 | 4:00 | 0
6 | 4 | 5:00 | 0 | 5:00 | 0
7 | 4 | 6:00 | 11.21 | 6:00 | 11.15
8 | 4 | 7:00 | 42.64 | 7:00 | 42.43
9 | 4 | 8:00 | 59.96 | 8:00 | 59.66
10 | 4 | 9:00 | 67.3 | 9:00 | 66.97
11 | 4 | 10:00 | 71.76 | 10:00 | 71.4
12 | 4 | 11:00 | 70.36 | 11:00 | 70.01
13 | 4 | 12:00 | 67.65 | 12:00 | 67.31
14 | 4 | 13:00 | 68.9 | 13:00 | 68.56
15 | 4 | 14:00 | 69.91 | 14:00 | 69.56
16 | 4 | 15:00 | 64.1 | 15:00 | 63.78
17 | 4 | 16:00 | 56.88 | 16:00 | 56.6
18 | 4 | 17:00 | 20.57 | 17:00 | 20.47
19 | 4 | 18:00 | 0.44 | 18:00 | 0.43
20 | 4 | 19:00 | 0 | 19:00 | 0
21 | 4 | 20:00 | 0 | 20:00 | 0
22 | 4 | 21:00 | 0 | 21:00 | 0
23 | 4 | 22:00 | 0 | 22:00 | 0
24 | 4 | 23:00 | 0 | 23:00 | 0
1 | 4 | 0:00 | 0 | 0:00 | 0
2 | 4 | 1:00 | 0 | 1:00 | 0
3 | 4 | 2:00 | 0 | 2:00 | 0
4 | 4 | 3:00 | 0 | 3:00 | 0
5 | 4 | 4:00 | 0 | 4:00 | 0
6 | 4 | 5:00 | 0 | 5:00 | 0
7 | 4 | 6:00 | 13.73 | 6:00 | 13.66
8 | 4 | 7:00 | 48.21 | 7:00 | 47.97
9 | 4 | 8:00 | 61.72 | 8:00 | 61.42
10 | 4 | 9:00 | 67.93 | 9:00 | 67.59
11 | 4 | 10:00 | 69.08 | 10:00 | 68.73
12 | 4 | 11:00 | 72.11 | 11:00 | 71.75
13 | 4 | 12:00 | 74.43 | 12:00 | 74.06
14 | 4 | 13:00 | 75.3 | 13:00 | 74.92
15 | 4 | 14:00 | 71.66 | 14:00 | 71.3
16 | 4 | 15:00 | 73.82 | 15:00 | 73.45
17 | 4 | 16:00 | 66.9 | 16:00 | 66.56
18 | 4 | 17:00 | 26.56 | 17:00 | 26.43
19 | 4 | 18:00 | 0.65 | 18:00 | 0.65
20 | 4 | 19:00 | 0 | 19:00 | 0
21 | 4 | 20:00 | 0 | 20:00 | 0
22 | 4 | 21:00 | 0 | 21:00 | 0
23 | 4 | 22:00 | 0 | 22:00 | 0
24 | 4 | 23:00 | 0 | 23:00 | 0
1 | 4 | 0:00 | 0 | 0:00 | 0
2 | 4 | 1:00 | 0 | 1:00 | 0
3 | 4 | 2:00 | 0 | 2:00 | 0
4 | 4 | 3:00 | 0 | 3:00 | 0
5 | 4 | 4:00 | 0 | 4:00 | 0
6 | 4 | 5:00 | 0 | 5:00 | 0
7 | 4 | 6:00 | 16.54 | 6:00 | 16.46
8 | 4 | 7:00 | 53.3 | 7:00 | 53.03
9 | 4 | 8:00 | 68.4 | 8:00 | 68.06
10 | 4 | 9:00 | 75.32 | 9:00 | 74.95
11 | 4 | 10:00 | 78.57 | 10:00 | 78.17
12 | 4 | 11:00 | 81.26 | 11:00 | 80.86
13 | 4 | 12:00 | 83.01 | 12:00 | 82.6
14 | 4 | 13:00 | 81.55 | 13:00 | 81.14
15 | 4 | 14:00 | 81 | 14:00 | 80.6
16 | 4 | 15:00 | 73.51 | 15:00 | 73.14
17 | 4 | 16:00 | 64.71 | 16:00 | 64.39
18 | 4 | 17:00 | 26.45 | 17:00 | 26.32
19 | 4 | 18:00 | 0.73 | 18:00 | 0.73
20 | 4 | 19:00 | 0 | 19:00 | 0
21 | 4 | 20:00 | 0 | 20:00 | 0
22 | 4 | 21:00 | 0 | 21:00 | 0
23 | 4 | 22:00 | 0 | 22:00 | 0
24 | 4 | 23:00 | 0 | 23:00 | 0
1 | 4 | 0:00 | 0 | 0:00 | 0
2 | 4 | 1:00 | 0 | 1:00 | 0
3 | 4 | 2:00 | 0 | 2:00 | 0
4 | 4 | 3:00 | 0 | 3:00 | 0
5 | 4 | 4:00 | 0 | 4:00 | 0
6 | 4 | 5:00 | 0 | 5:00 | 0
7 | 4 | 6:00 | 14.11 | 6:00 | 14.04
8 | 4 | 7:00 | 47.14 | 7:00 | 46.91
9 | 4 | 8:00 | 57.97 | 8:00 | 57.68
10 | 4 | 9:00 | 69.71 | 9:00 | 69.36
11 | 4 | 10:00 | 72.36 | 10:00 | 72
12 | 4 | 11:00 | 73.53 | 11:00 | 73.16
13 | 4 | 12:00 | 74.33 | 12:00 | 73.96
14 | 4 | 13:00 | 76.88 | 13:00 | 76.49
15 | 4 | 14:00 | 71.1 | 14:00 | 70.75
16 | 4 | 15:00 | 68.7 | 15:00 | 68.35
17 | 4 | 16:00 | 63.07 | 16:00 | 62.75
18 | 4 | 17:00 | 27.88 | 17:00 | 27.74
19 | 4 | 18:00 | 0.9 | 18:00 | 0.89
20 | 4 | 19:00 | 0 | 19:00 | 0
21 | 4 | 20:00 | 0 | 20:00 | 0
22 | 4 | 21:00 | 0 | 21:00 | 0
23 | 4 | 22:00 | 0 | 22:00 | 0
24 | 4 | 23:00 | 0 | 23:00 | 0
1 | 4 | 0:00 | 0 | 0:00 | 0
2 | 4 | 1:00 | 0 | 1:00 | 0
3 | 4 | 2:00 | 0 | 2:00 | 0
4 | 4 | 3:00 | 0 | 3:00 | 0
5 | 4 | 4:00 | 0 | 4:00 | 0
6 | 4 | 5:00 | 0 | 5:00 | 0
7 | 4 | 6:00 | 12.7 | 6:00 | 12.63
8 | 4 | 7:00 | 40.06 | 7:00 | 39.86
9 | 4 | 8:00 | 51.24 | 8:00 | 50.99
10 | 4 | 9:00 | 58.49 | 9:00 | 58.2
11 | 4 | 10:00 | 66.17 | 10:00 | 65.84
12 | 4 | 11:00 | 67.72 | 11:00 | 67.38
13 | 4 | 12:00 | 71.45 | 12:00 | 71.09
14 | 4 | 13:00 | 73.22 | 13:00 | 72.85
15 | 4 | 14:00 | 69.77 | 14:00 | 69.42
16 | 4 | 15:00 | 71.11 | 15:00 | 70.76
17 | 4 | 16:00 | 64.41 | 16:00 | 64.08
18 | 4 | 17:00 | 26 | 17:00 | 25.87
19 | 4 | 18:00 | 0.8 | 18:00 | 0.8
20 | 4 | 19:00 | 0 | 19:00 | 0
21 | 4 | 20:00 | 0 | 20:00 | 0
22 | 4 | 21:00 | 0 | 21:00 | 0
23 | 4 | 22:00 | 0 | 22:00 | 0
24 | 4 | 23:00 | 0 | 23:00 | 0
1 | 4 | 0:00 | 0 | 0:00 | 0
2 | 4 | 1:00 | 0 | 1:00 | 0
3 | 4 | 2:00 | 0 | 2:00 | 0
4 | 4 | 3:00 | 0 | 3:00 | 0
5 | 4 | 4:00 | 0 | 4:00 | 0
6 | 4 | 5:00 | 0 | 5:00 | 0
7 | 4 | 6:00 | 16.32 | 6:00 | 16.23
8 | 4 | 7:00 | 48.1 | 7:00 | 47.86
9 | 4 | 8:00 | 59.82 | 8:00 | 59.52
10 | 4 | 9:00 | 70.54 | 9:00 | 70.18
11 | 4 | 10:00 | 74.67 | 10:00 | 74.29
12 | 4 | 11:00 | 75.51 | 11:00 | 75.13
13 | 4 | 12:00 | 74.08 | 12:00 | 73.71
14 | 4 | 13:00 | 72.26 | 13:00 | 71.9
15 | 4 | 14:00 | 73.06 | 14:00 | 72.69
16 | 4 | 15:00 | 69.31 | 15:00 | 68.97
17 | 4 | 16:00 | 61.84 | 16:00 | 61.53
18 | 4 | 17:00 | 24.89 | 17:00 | 24.77
19 | 4 | 18:00 | 0.92 | 18:00 | 0.91
20 | 4 | 19:00 | 0 | 19:00 | 0
21 | 4 | 20:00 | 0 | 20:00 | 0
22 | 4 | 21:00 | 0 | 21:00 | 0
23 | 4 | 22:00 | 0 | 22:00 | 0
24 | 4 | 23:00 | 0 | 23:00 | 0
1 | 4 | 0:00 | 0 | 0:00 | 0
2 | 4 | 1:00 | 0 | 1:00 | 0
3 | 4 | 2:00 | 0 | 2:00 | 0
4 | 4 | 3:00 | 0 | 3:00 | 0
5 | 4 | 4:00 | 0 | 4:00 | 0
6 | 4 | 5:00 | 0 | 5:00 | 0
7 | 4 | 6:00 | 18.4 | 6:00 | 18.31
8 | 4 | 7:00 | 56.12 | 7:00 | 55.84
9 | 4 | 8:00 | 68.23 | 8:00 | 67.89
10 | 4 | 9:00 | 73.36 | 9:00 | 72.99
11 | 4 | 10:00 | 77.43 | 10:00 | 77.04
12 | 4 | 11:00 | 79.95 | 11:00 | 79.55
13 | 4 | 12:00 | 85.72 | 12:00 | 85.29
14 | 4 | 13:00 | 85.98 | 13:00 | 85.55
15 | 4 | 14:00 | 85.3 | 14:00 | 84.87
16 | 4 | 15:00 | 80.69 | 15:00 | 80.29
17 | 4 | 16:00 | 72.44 | 16:00 | 72.08
18 | 4 | 17:00 | 30.62 | 17:00 | 30.47
19 | 4 | 18:00 | 1.42 | 18:00 | 1.41
20 | 4 | 19:00 | 0 | 19:00 | 0
21 | 4 | 20:00 | 0 | 20:00 | 0
22 | 4 | 21:00 | 0 | 21:00 | 0
23 | 4 | 22:00 | 0 | 22:00 | 0
24 | 4 | 23:00 | 0 | 23:00 | 0
1 | 4 | 0:00 | 0 | 0:00 | 0
2 | 4 | 1:00 | 0 | 1:00 | 0
3 | 4 | 2:00 | 0 | 2:00 | 0
4 | 4 | 3:00 | 0 | 3:00 | 0
5 | 4 | 4:00 | 0 | 4:00 | 0
6 | 4 | 5:00 | 0 | 5:00 | 0
7 | 4 | 6:00 | 17.63 | 6:00 | 17.55
8 | 4 | 7:00 | 48.19 | 7:00 | 47.95
9 | 4 | 8:00 | 58.46 | 8:00 | 58.17
10 | 4 | 9:00 | 66.68 | 9:00 | 66.34
11 | 4 | 10:00 | 70.2 | 10:00 | 69.84
12 | 4 | 11:00 | 76.24 | 11:00 | 75.86
13 | 4 | 12:00 | 72.08 | 12:00 | 71.72
14 | 4 | 13:00 | 72.97 | 13:00 | 72.61
15 | 4 | 14:00 | 72.78 | 14:00 | 72.42
16 | 4 | 15:00 | 66.83 | 15:00 | 66.49
17 | 4 | 16:00 | 57.16 | 16:00 | 56.87
18 | 4 | 17:00 | 24.75 | 17:00 | 24.63
19 | 4 | 18:00 | 1.44 | 18:00 | 1.43
20 | 4 | 19:00 | 0 | 19:00 | 0
21 | 4 | 20:00 | 0 | 20:00 | 0
22 | 4 | 21:00 | 0 | 21:00 | 0
23 | 4 | 22:00 | 0 | 22:00 | 0
24 | 4 | 23:00 | 0 | 23:00 | 0
1 | 4 | 0:00 | 0 | 0:00 | 0
2 | 4 | 1:00 | 0 | 1:00 | 0
3 | 4 | 2:00 | 0 | 2:00 | 0
4 | 4 | 3:00 | 0 | 3:00 | 0
5 | 4 | 4:00 | 0 | 4:00 | 0
6 | 4 | 5:00 | 0 | 5:00 | 0
7 | 4 | 6:00 | 18.2 | 6:00 | 18.11
8 | 4 | 7:00 | 51.76 | 7:00 | 51.5
9 | 4 | 8:00 | 61.09 | 8:00 | 60.79
10 | 4 | 9:00 | 66.68 | 9:00 | 66.35
11 | 4 | 10:00 | 72.87 | 10:00 | 72.51
12 | 4 | 11:00 | 76.47 | 11:00 | 76.09
13 | 4 | 12:00 | 72.87 | 12:00 | 72.5
14 | 4 | 13:00 | 75.09 | 13:00 | 74.71
15 | 4 | 14:00 | 72.9 | 14:00 | 72.53
16 | 4 | 15:00 | 77.15 | 15:00 | 76.76
17 | 4 | 16:00 | 67.51 | 16:00 | 67.17
18 | 4 | 17:00 | 30.26 | 17:00 | 30.11
19 | 4 | 18:00 | 1.96 | 18:00 | 1.95
20 | 4 | 19:00 | 0 | 19:00 | 0
21 | 4 | 20:00 | 0 | 20:00 | 0
22 | 4 | 21:00 | 0 | 21:00 | 0
23 | 4 | 22:00 | 0 | 22:00 | 0
24 | 4 | 23:00 | 0 | 23:00 | 0
1 | 4 | 0:00 | 0 | 0:00 | 0
2 | 4 | 1:00 | 0 | 1:00 | 0
3 | 4 | 2:00 | 0 | 2:00 | 0
4 | 4 | 3:00 | 0 | 3:00 | 0
5 | 4 | 4:00 | 0 | 4:00 | 0
6 | 4 | 5:00 | 0 | 5:00 | 0
7 | 4 | 6:00 | 24.6 | 6:00 | 24.48
8 | 4 | 7:00 | 67.64 | 7:00 | 67.3
9 | 4 | 8:00 | 74.74 | 8:00 | 74.37
10 | 4 | 9:00 | 79.44 | 9:00 | 79.05
11 | 4 | 10:00 | 80.56 | 10:00 | 80.16
12 | 4 | 11:00 | 80.79 | 11:00 | 80.38
13 | 4 | 12:00 | 82.12 | 12:00 | 81.71
14 | 4 | 13:00 | 81.72 | 13:00 | 81.31
15 | 4 | 14:00 | 80.04 | 14:00 | 79.64
16 | 4 | 15:00 | 70.9 | 15:00 | 70.55
17 | 4 | 16:00 | 62.5 | 16:00 | 62.19
18 | 4 | 17:00 | 30.3 | 17:00 | 30.15
19 | 4 | 18:00 | 1.79 | 18:00 | 1.78
20 | 4 | 19:00 | 0 | 19:00 | 0
21 | 4 | 20:00 | 0 | 20:00 | 0
22 | 4 | 21:00 | 0 | 21:00 | 0
23 | 4 | 22:00 | 0 | 22:00 | 0
24 | 4 | 23:00 | 0 | 23:00 | 0
1 | 4 | 0:00 | 0 | 0:00 | 0
2 | 4 | 1:00 | 0 | 1:00 | 0
3 | 4 | 2:00 | 0 | 2:00 | 0
4 | 4 | 3:00 | 0 | 3:00 | 0
5 | 4 | 4:00 | 0 | 4:00 | 0
6 | 4 | 5:00 | 0 | 5:00 | 0
7 | 4 | 6:00 | 18.84 | 6:00 | 18.74
8 | 4 | 7:00 | 47.92 | 7:00 | 47.68
9 | 4 | 8:00 | 57.4 | 8:00 | 57.12
10 | 4 | 9:00 | 66.8 | 9:00 | 66.47
11 | 4 | 10:00 | 71.34 | 10:00 | 70.98
12 | 4 | 11:00 | 62.67 | 11:00 | 62.35
13 | 4 | 12:00 | 60.76 | 12:00 | 60.46
14 | 4 | 13:00 | 62.15 | 13:00 | 61.84
15 | 4 | 14:00 | 58.22 | 14:00 | 57.93
16 | 4 | 15:00 | 60.37 | 15:00 | 60.07
17 | 4 | 16:00 | 55.63 | 16:00 | 55.35
18 | 4 | 17:00 | 27.83 | 17:00 | 27.69
19 | 4 | 18:00 | 1.83 | 18:00 | 1.82
20 | 4 | 19:00 | 0 | 19:00 | 0
21 | 4 | 20:00 | 0 | 20:00 | 0
22 | 4 | 21:00 | 0 | 21:00 | 0
23 | 4 | 22:00 | 0 | 22:00 | 0
24 | 4 | 23:00 | 0 | 23:00 | 0
1 | 4 | 0:00 | 0 | 0:00 | 0
2 | 4 | 1:00 | 0 | 1:00 | 0
3 | 4 | 2:00 | 0 | 2:00 | 0
4 | 4 | 3:00 | 0 | 3:00 | 0
5 | 4 | 4:00 | 0 | 4:00 | 0
6 | 4 | 5:00 | 0 | 5:00 | 0
7 | 4 | 6:00 | 17.62 | 6:00 | 17.53
8 | 4 | 7:00 | 48.12 | 7:00 | 47.88
9 | 4 | 8:00 | 62.52 | 8:00 | 62.21
10 | 4 | 9:00 | 69.08 | 9:00 | 68.73
11 | 4 | 10:00 | 70.61 | 10:00 | 70.26
12 | 4 | 11:00 | 71.85 | 11:00 | 71.49
13 | 4 | 12:00 | 69.91 | 12:00 | 69.56
14 | 4 | 13:00 | 69.61 | 13:00 | 69.26
15 | 4 | 14:00 | 69.14 | 14:00 | 68.79
16 | 4 | 15:00 | 58.96 | 15:00 | 58.66
17 | 4 | 16:00 | 49.75 | 16:00 | 49.5
18 | 4 | 17:00 | 25.74 | 17:00 | 25.61
19 | 4 | 18:00 | 1.94 | 18:00 | 1.93
20 | 4 | 19:00 | 0 | 19:00 | 0
21 | 4 | 20:00 | 0 | 20:00 | 0
22 | 4 | 21:00 | 0 | 21:00 | 0
23 | 4 | 22:00 | 0 | 22:00 | 0
24 | 4 | 23:00 | 0 | 23:00 | 0
1 | 4 | 0:00 | 0 | 0:00 | 0
2 | 4 | 1:00 | 0 | 1:00 | 0
3 | 4 | 2:00 | 0 | 2:00 | 0
4 | 4 | 3:00 | 0 | 3:00 | 0
5 | 4 | 4:00 | 0 | 4:00 | 0
6 | 4 | 5:00 | 0 | 5:00 | 0
7 | 4 | 6:00 | 23.16 | 6:00 | 23.04
8 | 4 | 7:00 | 51.85 | 7:00 | 51.59
9 | 4 | 8:00 | 63.99 | 8:00 | 63.67
10 | 4 | 9:00 | 73.15 | 9:00 | 72.79
11 | 4 | 10:00 | 75.91 | 10:00 | 75.53
12 | 4 | 11:00 | 75.79 | 11:00 | 75.41
13 | 4 | 12:00 | 75.57 | 12:00 | 75.19
14 | 4 | 13:00 | 81.91 | 13:00 | 81.5
15 | 4 | 14:00 | 85.58 | 14:00 | 85.15
16 | 4 | 15:00 | 77.98 | 15:00 | 77.59
17 | 4 | 16:00 | 65.62 | 16:00 | 65.29
18 | 4 | 17:00 | 33.31 | 17:00 | 33.15
19 | 4 | 18:00 | 2.83 | 18:00 | 2.82
20 | 4 | 19:00 | 0 | 19:00 | 0
21 | 4 | 20:00 | 0 | 20:00 | 0
22 | 4 | 21:00 | 0 | 21:00 | 0
23 | 4 | 22:00 | 0 | 22:00 | 0
24 | 4 | 23:00 | 0 | 23:00 | 0
1 | 4 | 0:00 | 0 | 0:00 | 0
2 | 4 | 1:00 | 0 | 1:00 | 0
3 | 4 | 2:00 | 0 | 2:00 | 0
4 | 4 | 3:00 | 0 | 3:00 | 0
5 | 4 | 4:00 | 0 | 4:00 | 0
6 | 4 | 5:00 | 0.04 | 5:00 | 0.04
7 | 4 | 6:00 | 23.82 | 6:00 | 23.7
8 | 4 | 7:00 | 59.63 | 7:00 | 59.33
9 | 4 | 8:00 | 64.52 | 8:00 | 64.2
10 | 4 | 9:00 | 70.65 | 9:00 | 70.29
11 | 4 | 10:00 | 81.55 | 10:00 | 81.14
12 | 4 | 11:00 | 85.44 | 11:00 | 85.01
13 | 4 | 12:00 | 89.25 | 12:00 | 88.8
14 | 4 | 13:00 | 89.1 | 13:00 | 88.66
15 | 4 | 14:00 | 84.34 | 14:00 | 83.92
16 | 4 | 15:00 | 78.37 | 15:00 | 77.98
17 | 4 | 16:00 | 72.9 | 16:00 | 72.54
18 | 4 | 17:00 | 34.27 | 17:00 | 34.1
19 | 4 | 18:00 | 2.98 | 18:00 | 2.96
20 | 4 | 19:00 | 0 | 19:00 | 0
21 | 4 | 20:00 | 0 | 20:00 | 0
22 | 4 | 21:00 | 0 | 21:00 | 0
23 | 4 | 22:00 | 0 | 22:00 | 0
24 | 4 | 23:00 | 0 | 23:00 | 0
1 | 4 | 0:00 | 0 | 0:00 | 0
2 | 4 | 1:00 | 0 | 1:00 | 0
3 | 4 | 2:00 | 0 | 2:00 | 0
4 | 4 | 3:00 | 0 | 3:00 | 0
5 | 4 | 4:00 | 0 | 4:00 | 0
6 | 4 | 5:00 | 0.17 | 5:00 | 0.17
7 | 4 | 6:00 | 27.53 | 6:00 | 27.39
8 | 4 | 7:00 | 68.88 | 7:00 | 68.54
9 | 4 | 8:00 | 74.13 | 8:00 | 73.76
10 | 4 | 9:00 | 79.28 | 9:00 | 78.88
11 | 4 | 10:00 | 86.89 | 10:00 | 86.46
12 | 4 | 11:00 | 88.31 | 11:00 | 87.87
13 | 4 | 12:00 | 83.4 | 12:00 | 82.98
14 | 4 | 13:00 | 84.22 | 13:00 | 83.8
15 | 4 | 14:00 | 83.04 | 14:00 | 82.63
16 | 4 | 15:00 | 76.21 | 15:00 | 75.83
17 | 4 | 16:00 | 65.55 | 16:00 | 65.22
18 | 4 | 17:00 | 32.98 | 17:00 | 32.81
19 | 4 | 18:00 | 2.9 | 18:00 | 2.89
20 | 4 | 19:00 | 0 | 19:00 | 0
21 | 4 | 20:00 | 0 | 20:00 | 0
22 | 4 | 21:00 | 0 | 21:00 | 0
23 | 4 | 22:00 | 0 | 22:00 | 0
24 | 4 | 23:00 | 0 | 23:00 | 0
1 | 4 | 0:00 | 0 | 0:00 | 0
2 | 4 | 1:00 | 0 | 1:00 | 0
3 | 4 | 2:00 | 0 | 2:00 | 0
4 | 4 | 3:00 | 0 | 3:00 | 0
5 | 4 | 4:00 | 0 | 4:00 | 0
6 | 4 | 5:00 | 0.35 | 5:00 | 0.35
7 | 4 | 6:00 | 24.26 | 6:00 | 24.14
8 | 4 | 7:00 | 60.84 | 7:00 | 60.54
9 | 4 | 8:00 | 65.79 | 8:00 | 65.46
10 | 4 | 9:00 | 76.46 | 9:00 | 76.08
11 | 4 | 10:00 | 79.65 | 10:00 | 79.25
12 | 4 | 11:00 | 81.42 | 11:00 | 81.01
13 | 4 | 12:00 | 80.84 | 12:00 | 80.44
14 | 4 | 13:00 | 77.07 | 13:00 | 76.68
15 | 4 | 14:00 | 74.59 | 14:00 | 74.21
16 | 4 | 15:00 | 68.49 | 15:00 | 68.15
17 | 4 | 16:00 | 60.85 | 16:00 | 60.55
18 | 4 | 17:00 | 25.78 | 17:00 | 25.65
19 | 4 | 18:00 | 2.38 | 18:00 | 2.37
20 | 4 | 19:00 | 0 | 19:00 | 0
21 | 4 | 20:00 | 0 | 20:00 | 0
22 | 4 | 21:00 | 0 | 21:00 | 0
23 | 4 | 22:00 | 0 | 22:00 | 0
24 | 4 | 23:00 | 0 | 23:00 | 0
1 | 4 | 0:00 | 0 | 0:00 | 0
2 | 4 | 1:00 | 0 | 1:00 | 0
3 | 4 | 2:00 | 0 | 2:00 | 0
4 | 4 | 3:00 | 0 | 3:00 | 0
5 | 4 | 4:00 | 0 | 4:00 | 0
6 | 4 | 5:00 | 0.31 | 5:00 | 0.31
7 | 4 | 6:00 | 19.21 | 6:00 | 19.11
8 | 4 | 7:00 | 50.07 | 7:00 | 49.82
9 | 4 | 8:00 | 57.3 | 8:00 | 57.01
10 | 4 | 9:00 | 67.52 | 9:00 | 67.18
11 | 4 | 10:00 | 78.24 | 10:00 | 77.85
12 | 4 | 11:00 | 82.34 | 11:00 | 81.93
13 | 4 | 12:00 | 83.28 | 12:00 | 82.87
14 | 4 | 13:00 | 81.31 | 13:00 | 80.91
15 | 4 | 14:00 | 80.28 | 14:00 | 79.88
16 | 4 | 15:00 | 70.71 | 15:00 | 70.35
17 | 4 | 16:00 | 60.54 | 16:00 | 60.24
18 | 4 | 17:00 | 26.03 | 17:00 | 25.89
19 | 4 | 18:00 | 2.5 | 18:00 | 2.49
20 | 4 | 19:00 | 0 | 19:00 | 0
21 | 4 | 20:00 | 0 | 20:00 | 0
22 | 4 | 21:00 | 0 | 21:00 | 0
23 | 4 | 22:00 | 0 | 22:00 | 0
24 | 4 | 23:00 | 0 | 23:00 | 0
1 | 4 | 0:00 | 0 | 0:00 | 0
2 | 4 | 1:00 | 0 | 1:00 | 0
3 | 4 | 2:00 | 0 | 2:00 | 0
4 | 4 | 3:00 | 0 | 3:00 | 0
5 | 4 | 4:00 | 0 | 4:00 | 0
6 | 4 | 5:00 | 0.59 | 5:00 | 0.58
7 | 4 | 6:00 | 25.12 | 6:00 | 24.99
8 | 4 | 7:00 | 63.14 | 7:00 | 62.83
9 | 4 | 8:00 | 73.04 | 8:00 | 72.67
10 | 4 | 9:00 | 78.96 | 9:00 | 78.56
11 | 4 | 10:00 | 82.65 | 10:00 | 82.24
12 | 4 | 11:00 | 79.02 | 11:00 | 78.62
13 | 4 | 12:00 | 75.56 | 12:00 | 75.18
14 | 4 | 13:00 | 73.34 | 13:00 | 72.97
15 | 4 | 14:00 | 72.86 | 14:00 | 72.5
16 | 4 | 15:00 | 71.38 | 15:00 | 71.02
17 | 4 | 16:00 | 58.04 | 16:00 | 57.75
18 | 4 | 17:00 | 29.58 | 17:00 | 29.43
19 | 4 | 18:00 | 3.09 | 18:00 | 3.08
20 | 4 | 19:00 | 0 | 19:00 | 0
21 | 4 | 20:00 | 0 | 20:00 | 0
22 | 4 | 21:00 | 0 | 21:00 | 0
23 | 4 | 22:00 | 0 | 22:00 | 0
24 | 4 | 23:00 | 0 | 23:00 | 0
1 | 4 | 0:00 | 0 | 0:00 | 0
2 | 4 | 1:00 | 0 | 1:00 | 0
3 | 4 | 2:00 | 0 | 2:00 | 0
4 | 4 | 3:00 | 0 | 3:00 | 0
5 | 4 | 4:00 | 0 | 4:00 | 0
6 | 4 | 5:00 | 0.63 | 5:00 | 0.62
7 | 4 | 6:00 | 22.81 | 6:00 | 22.7
8 | 4 | 7:00 | 53.82 | 7:00 | 53.55
9 | 4 | 8:00 | 64.14 | 8:00 | 63.81
10 | 4 | 9:00 | 70.41 | 9:00 | 70.06
11 | 4 | 10:00 | 79.86 | 10:00 | 79.46
12 | 4 | 11:00 | 79.82 | 11:00 | 79.42
13 | 4 | 12:00 | 76.95 | 12:00 | 76.56
14 | 4 | 13:00 | 77.24 | 13:00 | 76.86
15 | 4 | 14:00 | 72.41 | 14:00 | 72.04
16 | 4 | 15:00 | 63.5 | 15:00 | 63.19
17 | 4 | 16:00 | 57.36 | 16:00 | 57.07
18 | 4 | 17:00 | 29.15 | 17:00 | 29
19 | 4 | 18:00 | 2.76 | 18:00 | 2.75
20 | 4 | 19:00 | 0 | 19:00 | 0
21 | 4 | 20:00 | 0 | 20:00 | 0
22 | 4 | 21:00 | 0 | 21:00 | 0
23 | 4 | 22:00 | 0 | 22:00 | 0
24 | 4 | 23:00 | 0 | 23:00 | 0
1 | 4 | 0:00 | 0 | 0:00 | 0
2 | 4 | 1:00 | 0 | 1:00 | 0
3 | 4 | 2:00 | 0 | 2:00 | 0
4 | 4 | 3:00 | 0 | 3:00 | 0
5 | 4 | 4:00 | 0 | 4:00 | 0
6 | 4 | 5:00 | 1.19 | 5:00 | 1.19
7 | 4 | 6:00 | 31.35 | 6:00 | 31.19
8 | 4 | 7:00 | 70.45 | 7:00 | 70.09
9 | 4 | 8:00 | 77.22 | 8:00 | 76.83
10 | 4 | 9:00 | 85.65 | 9:00 | 85.22
11 | 4 | 10:00 | 91.71 | 10:00 | 91.26
12 | 4 | 11:00 | 86.93 | 11:00 | 86.5
13 | 4 | 12:00 | 83.61 | 12:00 | 83.2
14 | 4 | 13:00 | 80.19 | 13:00 | 79.79
15 | 4 | 14:00 | 75.32 | 14:00 | 74.95
16 | 4 | 15:00 | 74.55 | 15:00 | 74.18
17 | 4 | 16:00 | 67.43 | 16:00 | 67.1
18 | 4 | 17:00 | 31.89 | 17:00 | 31.73
19 | 4 | 18:00 | 3.31 | 18:00 | 3.29
20 | 4 | 19:00 | 0 | 19:00 | 0
21 | 4 | 20:00 | 0 | 20:00 | 0
22 | 4 | 21:00 | 0 | 21:00 | 0
23 | 4 | 22:00 | 0 | 22:00 | 0
24 | 4 | 23:00 | 0 | 23:00 | 0
1 | 4 | 0:00 | 0 | 0:00 | 0
2 | 4 | 1:00 | 0 | 1:00 | 0
3 | 4 | 2:00 | 0 | 2:00 | 0
4 | 4 | 3:00 | 0 | 3:00 | 0
5 | 4 | 4:00 | 0 | 4:00 | 0
6 | 4 | 5:00 | 1.14 | 5:00 | 1.13
7 | 4 | 6:00 | 25.76 | 6:00 | 25.63
8 | 4 | 7:00 | 57.25 | 7:00 | 56.96
9 | 4 | 8:00 | 59.02 | 8:00 | 58.72
10 | 4 | 9:00 | 66.89 | 9:00 | 66.56
11 | 4 | 10:00 | 69.98 | 10:00 | 69.63
12 | 4 | 11:00 | 74.58 | 11:00 | 74.21
13 | 4 | 12:00 | 79.67 | 12:00 | 79.27
14 | 4 | 13:00 | 79.18 | 13:00 | 78.78
15 | 4 | 14:00 | 73.29 | 14:00 | 72.92
16 | 4 | 15:00 | 67.12 | 15:00 | 66.79
17 | 4 | 16:00 | 58.41 | 16:00 | 58.12
18 | 4 | 17:00 | 28.68 | 17:00 | 28.54
19 | 4 | 18:00 | 3.11 | 18:00 | 3.1
20 | 4 | 19:00 | 0 | 19:00 | 0
21 | 4 | 20:00 | 0 | 20:00 | 0
22 | 4 | 21:00 | 0 | 21:00 | 0
23 | 4 | 22:00 | 0 | 22:00 | 0
24 | 4 | 23:00 | 0 | 23:00 | 0
1 | 4 | 0:00 | 0 | 0:00 | 0
2 | 4 | 1:00 | 0 | 1:00 | 0
3 | 4 | 2:00 | 0 | 2:00 | 0
4 | 4 | 3:00 | 0 | 3:00 | 0
5 | 4 | 4:00 | 0 | 4:00 | 0
6 | 4 | 5:00 | 1.2 | 5:00 | 1.2
7 | 4 | 6:00 | 22.88 | 6:00 | 22.76
8 | 4 | 7:00 | 47.34 | 7:00 | 47.11
9 | 4 | 8:00 | 50.79 | 8:00 | 50.53
10 | 4 | 9:00 | 56.64 | 9:00 | 56.36
11 | 4 | 10:00 | 58.77 | 10:00 | 58.48
12 | 4 | 11:00 | 62.91 | 11:00 | 62.6
13 | 4 | 12:00 | 68.41 | 12:00 | 68.07
14 | 4 | 13:00 | 66.89 | 13:00 | 66.56
15 | 4 | 14:00 | 61.15 | 14:00 | 60.85
16 | 4 | 15:00 | 54.14 | 15:00 | 53.87
17 | 4 | 16:00 | 43.18 | 16:00 | 42.96
18 | 4 | 17:00 | 22.89 | 17:00 | 22.77
19 | 4 | 18:00 | 2.7 | 18:00 | 2.69
20 | 4 | 19:00 | 0 | 19:00 | 0
21 | 4 | 20:00 | 0 | 20:00 | 0
22 | 4 | 21:00 | 0 | 21:00 | 0
23 | 4 | 22:00 | 0 | 22:00 | 0
24 | 4 | 23:00 | 0 | 23:00 | 0
1 | 4 | 0:00 | 0 | 0:00 | 0
2 | 4 | 1:00 | 0 | 1:00 | 0
3 | 4 | 2:00 | 0 | 2:00 | 0
4 | 4 | 3:00 | 0 | 3:00 | 0
5 | 4 | 4:00 | 0 | 4:00 | 0
6 | 4 | 5:00 | 1.56 | 5:00 | 1.55
7 | 4 | 6:00 | 26.14 | 6:00 | 26.01
8 | 4 | 7:00 | 56.67 | 7:00 | 56.39
9 | 4 | 8:00 | 58.82 | 8:00 | 58.53
10 | 4 | 9:00 | 66.75 | 9:00 | 66.42
11 | 4 | 10:00 | 75.02 | 10:00 | 74.64
12 | 4 | 11:00 | 81.99 | 11:00 | 81.58
13 | 4 | 12:00 | 71.52 | 12:00 | 71.16
14 | 4 | 13:00 | 69.91 | 13:00 | 69.56
15 | 4 | 14:00 | 67.6 | 14:00 | 67.26
16 | 4 | 15:00 | 63.39 | 15:00 | 63.07
17 | 4 | 16:00 | 47.02 | 16:00 | 46.78
18 | 4 | 17:00 | 26 | 17:00 | 25.87
19 | 4 | 18:00 | 3.34 | 18:00 | 3.32
20 | 4 | 19:00 | 0 | 19:00 | 0
21 | 4 | 20:00 | 0 | 20:00 | 0
22 | 4 | 21:00 | 0 | 21:00 | 0
23 | 4 | 22:00 | 0 | 22:00 | 0
24 | 4 | 23:00 | 0 | 23:00 | 0
1 | 4 | 0:00 | 0 | 0:00 | 0
2 | 4 | 1:00 | 0 | 1:00 | 0
3 | 4 | 2:00 | 0 | 2:00 | 0
4 | 4 | 3:00 | 0 | 3:00 | 0
5 | 4 | 4:00 | 0 | 4:00 | 0
6 | 4 | 5:00 | 1.75 | 5:00 | 1.74
7 | 4 | 6:00 | 24.33 | 6:00 | 24.21
8 | 4 | 7:00 | 51.36 | 7:00 | 51.11
9 | 4 | 8:00 | 55.54 | 8:00 | 55.26
10 | 4 | 9:00 | 67.67 | 9:00 | 67.34
11 | 4 | 10:00 | 72 | 10:00 | 71.64
12 | 4 | 11:00 | 73.99 | 11:00 | 73.62
13 | 4 | 12:00 | 79.97 | 12:00 | 79.57
14 | 4 | 13:00 | 77.47 | 13:00 | 77.08
15 | 4 | 14:00 | 74.7 | 14:00 | 74.32
16 | 4 | 15:00 | 67.36 | 15:00 | 67.02
17 | 4 | 16:00 | 55.87 | 16:00 | 55.59
18 | 4 | 17:00 | 27.81 | 17:00 | 27.67
19 | 4 | 18:00 | 3.61 | 18:00 | 3.59
20 | 4 | 19:00 | 0 | 19:00 | 0
21 | 4 | 20:00 | 0 | 20:00 | 0
22 | 4 | 21:00 | 0 | 21:00 | 0
23 | 4 | 22:00 | 0 | 22:00 | 0
24 | 4 | 23:00 | 0 | 23:00 | 0
1 | 4 | 0:00 | 0 | 0:00 | 0
2 | 4 | 1:00 | 0 | 1:00 | 0
3 | 4 | 2:00 | 0 | 2:00 | 0
4 | 4 | 3:00 | 0 | 3:00 | 0
5 | 4 | 4:00 | 0 | 4:00 | 0
6 | 4 | 5:00 | 1.86 | 5:00 | 1.86
7 | 4 | 6:00 | 24.14 | 6:00 | 24.02
8 | 4 | 7:00 | 48.27 | 7:00 | 48.03
9 | 4 | 8:00 | 53.38 | 8:00 | 53.11
10 | 4 | 9:00 | 52.66 | 9:00 | 52.4
11 | 4 | 10:00 | 62.51 | 10:00 | 62.2
12 | 4 | 11:00 | 71.8 | 11:00 | 71.44
13 | 4 | 12:00 | 74.26 | 12:00 | 73.89
14 | 4 | 13:00 | 70.51 | 13:00 | 70.16
15 | 4 | 14:00 | 76.55 | 14:00 | 76.16
16 | 4 | 15:00 | 72 | 15:00 | 71.64
17 | 4 | 16:00 | 57.78 | 16:00 | 57.49
18 | 4 | 17:00 | 32.47 | 17:00 | 32.31
19 | 4 | 18:00 | 4.54 | 18:00 | 4.52
20 | 4 | 19:00 | 0 | 19:00 | 0
21 | 4 | 20:00 | 0 | 20:00 | 0
22 | 4 | 21:00 | 0 | 21:00 | 0
23 | 4 | 22:00 | 0 | 22:00 | 0
24 | 4 | 23:00 | 0 | 23:00 | 0
1 | 4 | 0:00 | 0 | 0:00 | 0
2 | 4 | 1:00 | 0 | 1:00 | 0
3 | 4 | 2:00 | 0 | 2:00 | 0
4 | 4 | 3:00 | 0 | 3:00 | 0
5 | 4 | 4:00 | 0 | 4:00 | 0
6 | 4 | 5:00 | 2.82 | 5:00 | 2.81
7 | 4 | 6:00 | 33.71 | 6:00 | 33.54
8 | 4 | 7:00 | 69.44 | 7:00 | 69.1
9 | 4 | 8:00 | 75.79 | 8:00 | 75.41
10 | 4 | 9:00 | 75.57 | 9:00 | 75.19
11 | 4 | 10:00 | 82.56 | 10:00 | 82.15
12 | 4 | 11:00 | 86.33 | 11:00 | 85.9
13 | 4 | 12:00 | 90.81 | 12:00 | 90.36
14 | 4 | 13:00 | 90.88 | 13:00 | 90.42
15 | 4 | 14:00 | 90.9 | 14:00 | 90.45
16 | 4 | 15:00 | 83.19 | 15:00 | 82.77
17 | 4 | 16:00 | 74.33 | 16:00 | 73.96
18 | 4 | 17:00 | 40.58 | 17:00 | 40.38
19 | 4 | 18:00 | 4.86 | 18:00 | 4.84
20 | 4 | 19:00 | 0 | 19:00 | 0
21 | 4 | 20:00 | 0 | 20:00 | 0
22 | 4 | 21:00 | 0 | 21:00 | 0
23 | 4 | 22:00 | 0 | 22:00 | 0
24 | 4 | 23:00 | 0 | 23:00 | 0
1 | 4 | 0:00 | 0 | 0:00 | 0
2 | 4 | 1:00 | 0 | 1:00 | 0
3 | 4 | 2:00 | 0 | 2:00 | 0
4 | 4 | 3:00 | 0 | 3:00 | 0
5 | 4 | 4:00 | 0 | 4:00 | 0
6 | 4 | 5:00 | 2.57 | 5:00 | 2.56
7 | 4 | 6:00 | 27.92 | 6:00 | 27.78
8 | 4 | 7:00 | 55.9 | 7:00 | 55.62
9 | 4 | 8:00 | 61.5 | 8:00 | 61.19
10 | 4 | 9:00 | 72.81 | 9:00 | 72.45
11 | 4 | 10:00 | 71.06 | 10:00 | 70.7
12 | 4 | 11:00 | 70.94 | 11:00 | 70.59
13 | 4 | 12:00 | 72.76 | 12:00 | 72.39
14 | 4 | 13:00 | 75.63 | 13:00 | 75.25
15 | 4 | 14:00 | 68.02 | 14:00 | 67.68
16 | 4 | 15:00 | 64.91 | 15:00 | 64.58
17 | 4 | 16:00 | 56.89 | 16:00 | 56.61
18 | 4 | 17:00 | 31.42 | 17:00 | 31.26
19 | 4 | 18:00 | 3.94 | 18:00 | 3.92
20 | 4 | 19:00 | 0 | 19:00 | 0
21 | 4 | 20:00 | 0 | 20:00 | 0
22 | 4 | 21:00 | 0 | 21:00 | 0
23 | 4 | 22:00 | 0 | 22:00 | 0
24 | 4 | 23:00 | 0 | 23:00 | 0
1 | 4 | 0:00 | 0 | 0:00 | 0
2 | 4 | 1:00 | 0 | 1:00 | 0
3 | 4 | 2:00 | 0 | 2:00 | 0
4 | 4 | 3:00 | 0 | 3:00 | 0
5 | 4 | 4:00 | 0 | 4:00 | 0
6 | 4 | 5:00 | 2.43 | 5:00 | 2.41
7 | 4 | 6:00 | 28.92 | 6:00 | 28.77
8 | 4 | 7:00 | 57.42 | 7:00 | 57.14
9 | 4 | 8:00 | 58.37 | 8:00 | 58.08
10 | 4 | 9:00 | 64.02 | 9:00 | 63.7
11 | 4 | 10:00 | 66.07 | 10:00 | 65.74
12 | 4 | 11:00 | 66.05 | 11:00 | 65.72
13 | 4 | 12:00 | 65.56 | 12:00 | 65.24
14 | 4 | 13:00 | 73.39 | 13:00 | 73.02
15 | 4 | 14:00 | 74.66 | 14:00 | 74.29
16 | 4 | 15:00 | 71.86 | 15:00 | 71.5
17 | 4 | 16:00 | 59.57 | 16:00 | 59.27
18 | 4 | 17:00 | 29.42 | 17:00 | 29.27
19 | 4 | 18:00 | 4.58 | 18:00 | 4.56
20 | 4 | 19:00 | 0 | 19:00 | 0
21 | 4 | 20:00 | 0 | 20:00 | 0
22 | 4 | 21:00 | 0 | 21:00 | 0
23 | 4 | 22:00 | 0 | 22:00 | 0
24 | 4 | 23:00 | 0 | 23:00 | 0
1 | 4 | 0:00 | 0 | 0:00 | 0
2 | 4 | 1:00 | 0 | 1:00 | 0
3 | 4 | 2:00 | 0 | 2:00 | 0
4 | 4 | 3:00 | 0 | 3:00 | 0
5 | 4 | 4:00 | 0 | 4:00 | 0
6 | 4 | 5:00 | 2.31 | 5:00 | 2.3
7 | 4 | 6:00 | 24.44 | 6:00 | 24.32
8 | 4 | 7:00 | 47.73 | 7:00 | 47.49
9 | 4 | 8:00 | 56.19 | 8:00 | 55.91
10 | 4 | 9:00 | 58.87 | 9:00 | 58.58
11 | 4 | 10:00 | 61.06 | 10:00 | 60.76
12 | 4 | 11:00 | 67 | 11:00 | 66.67
13 | 4 | 12:00 | 66.33 | 12:00 | 66
14 | 4 | 13:00 | 70.46 | 13:00 | 70.11
15 | 4 | 14:00 | 69.51 | 14:00 | 69.16
16 | 4 | 15:00 | 71.47 | 15:00 | 71.12
17 | 4 | 16:00 | 61.98 | 16:00 | 61.67
18 | 4 | 17:00 | 31.18 | 17:00 | 31.02
19 | 4 | 18:00 | 4.25 | 18:00 | 4.23
20 | 4 | 19:00 | 0 | 19:00 | 0
21 | 4 | 20:00 | 0 | 20:00 | 0
22 | 4 | 21:00 | 0 | 21:00 | 0
23 | 4 | 22:00 | 0 | 22:00 | 0
24 | 4 | 23:00 | 0 | 23:00 | 0
1 | 4 | 0:00 | 0 | 0:00 | 0
2 | 4 | 1:00 | 0 | 1:00 | 0
3 | 4 | 2:00 | 0 | 2:00 | 0
4 | 4 | 3:00 | 0 | 3:00 | 0
5 | 4 | 4:00 | 0 | 4:00 | 0
6 | 4 | 5:00 | 2.54 | 5:00 | 2.53
7 | 4 | 6:00 | 22.94 | 6:00 | 22.83
8 | 4 | 7:00 | 43.95 | 7:00 | 43.73
9 | 4 | 8:00 | 52.81 | 8:00 | 52.54
10 | 4 | 9:00 | 56.71 | 9:00 | 56.42
11 | 4 | 10:00 | 61.7 | 10:00 | 61.39
12 | 4 | 11:00 | 60.95 | 11:00 | 60.64
13 | 4 | 12:00 | 60.2 | 12:00 | 59.9
14 | 4 | 13:00 | 59.95 | 13:00 | 59.65
15 | 4 | 14:00 | 61.9 | 14:00 | 61.59
16 | 4 | 15:00 | 54.36 | 15:00 | 54.09
17 | 4 | 16:00 | 46.36 | 16:00 | 46.12
18 | 4 | 17:00 | 24.95 | 17:00 | 24.83
19 | 4 | 18:00 | 3.96 | 18:00 | 3.94
20 | 4 | 19:00 | 0 | 19:00 | 0
21 | 4 | 20:00 | 0 | 20:00 | 0
22 | 4 | 21:00 | 0 | 21:00 | 0
23 | 4 | 22:00 | 0 | 22:00 | 0
24 | 4 | 23:00 | 0 | 23:00 | 0
1 | 5 | 0:00 | 0 | 0:00 | 0
2 | 5 | 1:00 | 0 | 1:00 | 0
3 | 5 | 2:00 | 0 | 2:00 | 0
4 | 5 | 3:00 | 0 | 3:00 | 0
5 | 5 | 4:00 | 0 | 4:00 | 0
6 | 5 | 5:00 | 3.23 | 5:00 | 3.22
7 | 5 | 6:00 | 27.21 | 6:00 | 27.07
8 | 5 | 7:00 | 55.02 | 7:00 | 54.74
9 | 5 | 8:00 | 65.05 | 8:00 | 64.73
10 | 5 | 9:00 | 70.71 | 9:00 | 70.36
11 | 5 | 10:00 | 72.27 | 10:00 | 71.9
12 | 5 | 11:00 | 72.44 | 11:00 | 72.08
13 | 5 | 12:00 | 72.47 | 12:00 | 72.11
14 | 5 | 13:00 | 73.01 | 13:00 | 72.65
15 | 5 | 14:00 | 72.81 | 14:00 | 72.44
16 | 5 | 15:00 | 68.94 | 15:00 | 68.6
17 | 5 | 16:00 | 63.75 | 16:00 | 63.43
18 | 5 | 17:00 | 36.7 | 17:00 | 36.52
19 | 5 | 18:00 | 5.79 | 18:00 | 5.76
20 | 5 | 19:00 | 0 | 19:00 | 0
21 | 5 | 20:00 | 0 | 20:00 | 0
22 | 5 | 21:00 | 0 | 21:00 | 0
23 | 5 | 22:00 | 0 | 22:00 | 0
24 | 5 | 23:00 | 0 | 23:00 | 0
1 | 5 | 0:00 | 0 | 0:00 | 0
2 | 5 | 1:00 | 0 | 1:00 | 0
3 | 5 | 2:00 | 0 | 2:00 | 0
4 | 5 | 3:00 | 0 | 3:00 | 0
5 | 5 | 4:00 | 0 | 4:00 | 0
6 | 5 | 5:00 | 3.95 | 5:00 | 3.93
7 | 5 | 6:00 | 34.57 | 6:00 | 34.4
8 | 5 | 7:00 | 60.45 | 7:00 | 60.15
9 | 5 | 8:00 | 60.25 | 8:00 | 59.95
10 | 5 | 9:00 | 61.79 | 9:00 | 61.48
11 | 5 | 10:00 | 65.68 | 10:00 | 65.35
12 | 5 | 11:00 | 70.58 | 11:00 | 70.23
13 | 5 | 12:00 | 72.92 | 12:00 | 72.56
14 | 5 | 13:00 | 70.21 | 13:00 | 69.86
15 | 5 | 14:00 | 65.95 | 14:00 | 65.62
16 | 5 | 15:00 | 61.61 | 15:00 | 61.31
17 | 5 | 16:00 | 56.47 | 16:00 | 56.19
18 | 5 | 17:00 | 34.6 | 17:00 | 34.43
19 | 5 | 18:00 | 6.04 | 18:00 | 6.01
20 | 5 | 19:00 | 0 | 19:00 | 0
21 | 5 | 20:00 | 0 | 20:00 | 0
22 | 5 | 21:00 | 0 | 21:00 | 0
23 | 5 | 22:00 | 0 | 22:00 | 0
24 | 5 | 23:00 | 0 | 23:00 | 0
1 | 5 | 0:00 | 0 | 0:00 | 0
2 | 5 | 1:00 | 0 | 1:00 | 0
3 | 5 | 2:00 | 0 | 2:00 | 0
4 | 5 | 3:00 | 0 | 3:00 | 0
5 | 5 | 4:00 | 0 | 4:00 | 0
6 | 5 | 5:00 | 4.03 | 5:00 | 4.01
7 | 5 | 6:00 | 34.15 | 6:00 | 33.98
8 | 5 | 7:00 | 60.27 | 7:00 | 59.96
9 | 5 | 8:00 | 71.89 | 8:00 | 71.53
10 | 5 | 9:00 | 78.1 | 9:00 | 77.71
11 | 5 | 10:00 | 80.99 | 10:00 | 80.59
12 | 5 | 11:00 | 80.71 | 11:00 | 80.3
13 | 5 | 12:00 | 75.25 | 12:00 | 74.88
14 | 5 | 13:00 | 77.71 | 13:00 | 77.32
15 | 5 | 14:00 | 73.21 | 14:00 | 72.84
16 | 5 | 15:00 | 74.82 | 15:00 | 74.45
17 | 5 | 16:00 | 63.82 | 16:00 | 63.5
18 | 5 | 17:00 | 38.8 | 17:00 | 38.6
19 | 5 | 18:00 | 7.02 | 18:00 | 6.99
20 | 5 | 19:00 | 0 | 19:00 | 0
21 | 5 | 20:00 | 0 | 20:00 | 0
22 | 5 | 21:00 | 0 | 21:00 | 0
23 | 5 | 22:00 | 0 | 22:00 | 0
24 | 5 | 23:00 | 0 | 23:00 | 0
1 | 5 | 0:00 | 0 | 0:00 | 0
2 | 5 | 1:00 | 0 | 1:00 | 0
3 | 5 | 2:00 | 0 | 2:00 | 0
4 | 5 | 3:00 | 0 | 3:00 | 0
5 | 5 | 4:00 | 0 | 4:00 | 0
6 | 5 | 5:00 | 4.34 | 5:00 | 4.32
7 | 5 | 6:00 | 34.54 | 6:00 | 34.36
8 | 5 | 7:00 | 60.42 | 7:00 | 60.12
9 | 5 | 8:00 | 64.47 | 8:00 | 64.15
10 | 5 | 9:00 | 74.06 | 9:00 | 73.69
11 | 5 | 10:00 | 77.06 | 10:00 | 76.67
12 | 5 | 11:00 | 80.88 | 11:00 | 80.47
13 | 5 | 12:00 | 78.19 | 12:00 | 77.8
14 | 5 | 13:00 | 77.23 | 13:00 | 76.84
15 | 5 | 14:00 | 77.06 | 14:00 | 76.68
16 | 5 | 15:00 | 73.15 | 15:00 | 72.79
17 | 5 | 16:00 | 65.12 | 16:00 | 64.8
18 | 5 | 17:00 | 38.73 | 17:00 | 38.53
19 | 5 | 18:00 | 5.97 | 18:00 | 5.94
20 | 5 | 19:00 | 0 | 19:00 | 0
21 | 5 | 20:00 | 0 | 20:00 | 0
22 | 5 | 21:00 | 0 | 21:00 | 0
23 | 5 | 22:00 | 0 | 22:00 | 0
24 | 5 | 23:00 | 0 | 23:00 | 0
1 | 5 | 0:00 | 0 | 0:00 | 0
2 | 5 | 1:00 | 0 | 1:00 | 0
3 | 5 | 2:00 | 0 | 2:00 | 0
4 | 5 | 3:00 | 0 | 3:00 | 0
5 | 5 | 4:00 | 0 | 4:00 | 0
6 | 5 | 5:00 | 4.57 | 5:00 | 4.54
7 | 5 | 6:00 | 33.63 | 6:00 | 33.47
8 | 5 | 7:00 | 61.81 | 7:00 | 61.5
9 | 5 | 8:00 | 69.37 | 8:00 | 69.03
10 | 5 | 9:00 | 77.5 | 9:00 | 77.12
11 | 5 | 10:00 | 84.83 | 10:00 | 84.4
12 | 5 | 11:00 | 86.95 | 11:00 | 86.51
13 | 5 | 12:00 | 85.74 | 12:00 | 85.31
14 | 5 | 13:00 | 81.32 | 13:00 | 80.91
15 | 5 | 14:00 | 80.54 | 14:00 | 80.14
16 | 5 | 15:00 | 78.53 | 15:00 | 78.14
17 | 5 | 16:00 | 66.38 | 16:00 | 66.05
18 | 5 | 17:00 | 31.74 | 17:00 | 31.58
19 | 5 | 18:00 | 4.52 | 18:00 | 4.5
20 | 5 | 19:00 | 0 | 19:00 | 0
21 | 5 | 20:00 | 0 | 20:00 | 0
22 | 5 | 21:00 | 0 | 21:00 | 0
23 | 5 | 22:00 | 0 | 22:00 | 0
24 | 5 | 23:00 | 0 | 23:00 | 0
1 | 5 | 0:00 | 0 | 0:00 | 0
2 | 5 | 1:00 | 0 | 1:00 | 0
3 | 5 | 2:00 | 0 | 2:00 | 0
4 | 5 | 3:00 | 0 | 3:00 | 0
5 | 5 | 4:00 | 0 | 4:00 | 0
6 | 5 | 5:00 | 3.53 | 5:00 | 3.51
7 | 5 | 6:00 | 28.62 | 6:00 | 28.48
8 | 5 | 7:00 | 54.08 | 7:00 | 53.81
9 | 5 | 8:00 | 62.84 | 8:00 | 62.52
10 | 5 | 9:00 | 76.04 | 9:00 | 75.66
11 | 5 | 10:00 | 78.95 | 10:00 | 78.56
12 | 5 | 11:00 | 76.62 | 11:00 | 76.24
13 | 5 | 12:00 | 74.87 | 12:00 | 74.49
14 | 5 | 13:00 | 77.54 | 13:00 | 77.15
15 | 5 | 14:00 | 75.89 | 14:00 | 75.51
16 | 5 | 15:00 | 68.44 | 15:00 | 68.1
17 | 5 | 16:00 | 62.22 | 16:00 | 61.91
18 | 5 | 17:00 | 34.15 | 17:00 | 33.97
19 | 5 | 18:00 | 5.78 | 18:00 | 5.75
20 | 5 | 19:00 | 0 | 19:00 | 0
21 | 5 | 20:00 | 0 | 20:00 | 0
22 | 5 | 21:00 | 0 | 21:00 | 0
23 | 5 | 22:00 | 0 | 22:00 | 0
24 | 5 | 23:00 | 0 | 23:00 | 0
1 | 5 | 0:00 | 0 | 0:00 | 0
2 | 5 | 1:00 | 0 | 1:00 | 0
3 | 5 | 2:00 | 0 | 2:00 | 0
4 | 5 | 3:00 | 0 | 3:00 | 0
5 | 5 | 4:00 | 0 | 4:00 | 0
6 | 5 | 5:00 | 3.23 | 5:00 | 3.21
7 | 5 | 6:00 | 23.86 | 6:00 | 23.74
8 | 5 | 7:00 | 44.84 | 7:00 | 44.61
9 | 5 | 8:00 | 61.25 | 8:00 | 60.95
10 | 5 | 9:00 | 73.63 | 9:00 | 73.27
11 | 5 | 10:00 | 77.19 | 10:00 | 76.81
12 | 5 | 11:00 | 73.97 | 11:00 | 73.6
13 | 5 | 12:00 | 71.67 | 12:00 | 71.32
14 | 5 | 13:00 | 75.45 | 13:00 | 75.07
15 | 5 | 14:00 | 64.81 | 14:00 | 64.48
16 | 5 | 15:00 | 55.91 | 15:00 | 55.64
17 | 5 | 16:00 | 41.72 | 16:00 | 41.51
18 | 5 | 17:00 | 26.34 | 17:00 | 26.21
19 | 5 | 18:00 | 5.31 | 18:00 | 5.28
20 | 5 | 19:00 | 0 | 19:00 | 0
21 | 5 | 20:00 | 0 | 20:00 | 0
22 | 5 | 21:00 | 0 | 21:00 | 0
23 | 5 | 22:00 | 0 | 22:00 | 0
24 | 5 | 23:00 | 0 | 23:00 | 0
1 | 5 | 0:00 | 0 | 0:00 | 0
2 | 5 | 1:00 | 0 | 1:00 | 0
3 | 5 | 2:00 | 0 | 2:00 | 0
4 | 5 | 3:00 | 0 | 3:00 | 0
5 | 5 | 4:00 | 0 | 4:00 | 0
6 | 5 | 5:00 | 3.49 | 5:00 | 3.47
7 | 5 | 6:00 | 25.23 | 6:00 | 25.11
8 | 5 | 7:00 | 47.57 | 7:00 | 47.33
9 | 5 | 8:00 | 57.47 | 8:00 | 57.18
10 | 5 | 9:00 | 61.32 | 9:00 | 61.01
11 | 5 | 10:00 | 66.33 | 10:00 | 66
12 | 5 | 11:00 | 72.55 | 11:00 | 72.18
13 | 5 | 12:00 | 72.1 | 12:00 | 71.74
14 | 5 | 13:00 | 68.86 | 13:00 | 68.52
15 | 5 | 14:00 | 73.65 | 14:00 | 73.28
16 | 5 | 15:00 | 68.15 | 15:00 | 67.81
17 | 5 | 16:00 | 48.26 | 16:00 | 48.02
18 | 5 | 17:00 | 25.4 | 17:00 | 25.27
19 | 5 | 18:00 | 5.45 | 18:00 | 5.42
20 | 5 | 19:00 | 0 | 19:00 | 0
21 | 5 | 20:00 | 0 | 20:00 | 0
22 | 5 | 21:00 | 0 | 21:00 | 0
23 | 5 | 22:00 | 0 | 22:00 | 0
24 | 5 | 23:00 | 0 | 23:00 | 0
1 | 5 | 0:00 | 0 | 0:00 | 0
2 | 5 | 1:00 | 0 | 1:00 | 0
3 | 5 | 2:00 | 0 | 2:00 | 0
4 | 5 | 3:00 | 0 | 3:00 | 0
5 | 5 | 4:00 | 0 | 4:00 | 0
6 | 5 | 5:00 | 4.27 | 5:00 | 4.24
7 | 5 | 6:00 | 30.24 | 6:00 | 30.09
8 | 5 | 7:00 | 49.32 | 7:00 | 49.08
9 | 5 | 8:00 | 57.01 | 8:00 | 56.73
10 | 5 | 9:00 | 65.6 | 9:00 | 65.27
11 | 5 | 10:00 | 76.14 | 10:00 | 75.76
12 | 5 | 11:00 | 75.92 | 11:00 | 75.54
13 | 5 | 12:00 | 77.19 | 12:00 | 76.8
14 | 5 | 13:00 | 73.9 | 13:00 | 73.53
15 | 5 | 14:00 | 75.7 | 14:00 | 75.32
16 | 5 | 15:00 | 67.98 | 15:00 | 67.64
17 | 5 | 16:00 | 58.85 | 16:00 | 58.55
18 | 5 | 17:00 | 34.47 | 17:00 | 34.3
19 | 5 | 18:00 | 6.69 | 18:00 | 6.66
20 | 5 | 19:00 | 0 | 19:00 | 0
21 | 5 | 20:00 | 0 | 20:00 | 0
22 | 5 | 21:00 | 0 | 21:00 | 0
23 | 5 | 22:00 | 0 | 22:00 | 0
24 | 5 | 23:00 | 0 | 23:00 | 0
1 | 5 | 0:00 | 0 | 0:00 | 0
2 | 5 | 1:00 | 0 | 1:00 | 0
3 | 5 | 2:00 | 0 | 2:00 | 0
4 | 5 | 3:00 | 0 | 3:00 | 0
5 | 5 | 4:00 | 0 | 4:00 | 0
6 | 5 | 5:00 | 4.67 | 5:00 | 4.65
7 | 5 | 6:00 | 30.54 | 6:00 | 30.39
8 | 5 | 7:00 | 57.59 | 7:00 | 57.31
9 | 5 | 8:00 | 61.71 | 8:00 | 61.4
10 | 5 | 9:00 | 70.9 | 9:00 | 70.55
11 | 5 | 10:00 | 75.18 | 10:00 | 74.8
12 | 5 | 11:00 | 81.99 | 11:00 | 81.58
13 | 5 | 12:00 | 79.57 | 12:00 | 79.18
14 | 5 | 13:00 | 75.59 | 13:00 | 75.21
15 | 5 | 14:00 | 71.84 | 14:00 | 71.48
16 | 5 | 15:00 | 71.22 | 15:00 | 70.86
17 | 5 | 16:00 | 63.23 | 16:00 | 62.91
18 | 5 | 17:00 | 35.67 | 17:00 | 35.5
19 | 5 | 18:00 | 7.67 | 18:00 | 7.63
20 | 5 | 19:00 | 0 | 19:00 | 0
21 | 5 | 20:00 | 0 | 20:00 | 0
22 | 5 | 21:00 | 0 | 21:00 | 0
23 | 5 | 22:00 | 0 | 22:00 | 0
24 | 5 | 23:00 | 0 | 23:00 | 0
1 | 5 | 0:00 | 0 | 0:00 | 0
2 | 5 | 1:00 | 0 | 1:00 | 0
3 | 5 | 2:00 | 0 | 2:00 | 0
4 | 5 | 3:00 | 0 | 3:00 | 0
5 | 5 | 4:00 | 0 | 4:00 | 0
6 | 5 | 5:00 | 5.27 | 5:00 | 5.24
7 | 5 | 6:00 | 32.71 | 6:00 | 32.54
8 | 5 | 7:00 | 58.57 | 7:00 | 58.28
9 | 5 | 8:00 | 65.5 | 8:00 | 65.17
10 | 5 | 9:00 | 69.99 | 9:00 | 69.64
11 | 5 | 10:00 | 82.79 | 10:00 | 82.37
12 | 5 | 11:00 | 88.06 | 11:00 | 87.62
13 | 5 | 12:00 | 86.1 | 12:00 | 85.67
14 | 5 | 13:00 | 80.43 | 13:00 | 80.03
15 | 5 | 14:00 | 73.49 | 14:00 | 73.12
16 | 5 | 15:00 | 70.18 | 15:00 | 69.83
17 | 5 | 16:00 | 59.39 | 16:00 | 59.09
18 | 5 | 17:00 | 34.23 | 17:00 | 34.06
19 | 5 | 18:00 | 7.05 | 18:00 | 7.02
20 | 5 | 19:00 | 0 | 19:00 | 0
21 | 5 | 20:00 | 0 | 20:00 | 0
22 | 5 | 21:00 | 0 | 21:00 | 0
23 | 5 | 22:00 | 0 | 22:00 | 0
24 | 5 | 23:00 | 0 | 23:00 | 0
1 | 5 | 0:00 | 0 | 0:00 | 0
2 | 5 | 1:00 | 0 | 1:00 | 0
3 | 5 | 2:00 | 0 | 2:00 | 0
4 | 5 | 3:00 | 0 | 3:00 | 0
5 | 5 | 4:00 | 0 | 4:00 | 0
6 | 5 | 5:00 | 5.41 | 5:00 | 5.38
7 | 5 | 6:00 | 32.07 | 6:00 | 31.91
8 | 5 | 7:00 | 60.33 | 7:00 | 60.03
9 | 5 | 8:00 | 67.52 | 8:00 | 67.18
10 | 5 | 9:00 | 72.35 | 9:00 | 71.99
11 | 5 | 10:00 | 78.17 | 10:00 | 77.78
12 | 5 | 11:00 | 80.25 | 11:00 | 79.85
13 | 5 | 12:00 | 75.29 | 12:00 | 74.92
14 | 5 | 13:00 | 74.95 | 13:00 | 74.58
15 | 5 | 14:00 | 73.19 | 14:00 | 72.82
16 | 5 | 15:00 | 70.38 | 15:00 | 70.03
17 | 5 | 16:00 | 59.2 | 16:00 | 58.9
18 | 5 | 17:00 | 37.54 | 17:00 | 37.35
19 | 5 | 18:00 | 7.72 | 18:00 | 7.68
20 | 5 | 19:00 | 0 | 19:00 | 0
21 | 5 | 20:00 | 0 | 20:00 | 0
22 | 5 | 21:00 | 0 | 21:00 | 0
23 | 5 | 22:00 | 0 | 22:00 | 0
24 | 5 | 23:00 | 0 | 23:00 | 0
1 | 5 | 0:00 | 0 | 0:00 | 0
2 | 5 | 1:00 | 0 | 1:00 | 0
3 | 5 | 2:00 | 0 | 2:00 | 0
4 | 5 | 3:00 | 0 | 3:00 | 0
5 | 5 | 4:00 | 0 | 4:00 | 0
6 | 5 | 5:00 | 6.6 | 5:00 | 6.57
7 | 5 | 6:00 | 39.26 | 6:00 | 39.06
8 | 5 | 7:00 | 70.41 | 7:00 | 70.05
9 | 5 | 8:00 | 78.65 | 8:00 | 78.25
10 | 5 | 9:00 | 80.11 | 9:00 | 79.71
11 | 5 | 10:00 | 83.09 | 10:00 | 82.68
12 | 5 | 11:00 | 87.57 | 11:00 | 87.13
13 | 5 | 12:00 | 79.48 | 12:00 | 79.08
14 | 5 | 13:00 | 83.87 | 13:00 | 83.45
15 | 5 | 14:00 | 81.29 | 14:00 | 80.89
16 | 5 | 15:00 | 63.85 | 15:00 | 63.53
17 | 5 | 16:00 | 48.19 | 16:00 | 47.95
18 | 5 | 17:00 | 30.36 | 17:00 | 30.21
19 | 5 | 18:00 | 6.54 | 18:00 | 6.51
20 | 5 | 19:00 | 0 | 19:00 | 0
21 | 5 | 20:00 | 0 | 20:00 | 0
22 | 5 | 21:00 | 0 | 21:00 | 0
23 | 5 | 22:00 | 0 | 22:00 | 0
24 | 5 | 23:00 | 0 | 23:00 | 0
1 | 5 | 0:00 | 0 | 0:00 | 0
2 | 5 | 1:00 | 0 | 1:00 | 0
3 | 5 | 2:00 | 0 | 2:00 | 0
4 | 5 | 3:00 | 0 | 3:00 | 0
5 | 5 | 4:00 | 0 | 4:00 | 0
6 | 5 | 5:00 | 5.27 | 5:00 | 5.25
7 | 5 | 6:00 | 30.02 | 6:00 | 29.87
8 | 5 | 7:00 | 53.06 | 7:00 | 52.79
9 | 5 | 8:00 | 54.44 | 8:00 | 54.17
10 | 5 | 9:00 | 61.89 | 9:00 | 61.58
11 | 5 | 10:00 | 70.3 | 10:00 | 69.95
12 | 5 | 11:00 | 76.66 | 11:00 | 76.27
13 | 5 | 12:00 | 76.69 | 12:00 | 76.31
14 | 5 | 13:00 | 75.8 | 13:00 | 75.43
15 | 5 | 14:00 | 71.63 | 14:00 | 71.27
16 | 5 | 15:00 | 60.19 | 15:00 | 59.89
17 | 5 | 16:00 | 54.7 | 16:00 | 54.42
18 | 5 | 17:00 | 32.31 | 17:00 | 32.15
19 | 5 | 18:00 | 7.46 | 18:00 | 7.42
20 | 5 | 19:00 | 0 | 19:00 | 0
21 | 5 | 20:00 | 0 | 20:00 | 0
22 | 5 | 21:00 | 0 | 21:00 | 0
23 | 5 | 22:00 | 0 | 22:00 | 0
24 | 5 | 23:00 | 0 | 23:00 | 0
1 | 5 | 0:00 | 0 | 0:00 | 0
2 | 5 | 1:00 | 0 | 1:00 | 0
3 | 5 | 2:00 | 0 | 2:00 | 0
4 | 5 | 3:00 | 0 | 3:00 | 0
5 | 5 | 4:00 | 0 | 4:00 | 0
6 | 5 | 5:00 | 6.42 | 5:00 | 6.38
7 | 5 | 6:00 | 33.35 | 6:00 | 33.19
8 | 5 | 7:00 | 55.1 | 7:00 | 54.82
9 | 5 | 8:00 | 58.98 | 8:00 | 58.69
10 | 5 | 9:00 | 68.23 | 9:00 | 67.89
11 | 5 | 10:00 | 78.37 | 10:00 | 77.98
12 | 5 | 11:00 | 83.48 | 11:00 | 83.06
13 | 5 | 12:00 | 81.02 | 12:00 | 80.61
14 | 5 | 13:00 | 72.31 | 13:00 | 71.95
15 | 5 | 14:00 | 73.15 | 14:00 | 72.78
16 | 5 | 15:00 | 74.45 | 15:00 | 74.08
17 | 5 | 16:00 | 63.69 | 16:00 | 63.37
18 | 5 | 17:00 | 40.17 | 17:00 | 39.97
19 | 5 | 18:00 | 8.68 | 18:00 | 8.64
20 | 5 | 19:00 | 0 | 19:00 | 0
21 | 5 | 20:00 | 0 | 20:00 | 0
22 | 5 | 21:00 | 0 | 21:00 | 0
23 | 5 | 22:00 | 0 | 22:00 | 0
24 | 5 | 23:00 | 0 | 23:00 | 0
1 | 5 | 0:00 | 0 | 0:00 | 0
2 | 5 | 1:00 | 0 | 1:00 | 0
3 | 5 | 2:00 | 0 | 2:00 | 0
4 | 5 | 3:00 | 0 | 3:00 | 0
5 | 5 | 4:00 | 0 | 4:00 | 0
6 | 5 | 5:00 | 6.73 | 5:00 | 6.7
7 | 5 | 6:00 | 37.18 | 6:00 | 37
8 | 5 | 7:00 | 61.27 | 7:00 | 60.97
9 | 5 | 8:00 | 71.44 | 8:00 | 71.09
10 | 5 | 9:00 | 78.27 | 9:00 | 77.88
11 | 5 | 10:00 | 79.66 | 10:00 | 79.26
12 | 5 | 11:00 | 81.06 | 11:00 | 80.65
13 | 5 | 12:00 | 81.47 | 12:00 | 81.06
14 | 5 | 13:00 | 80.1 | 13:00 | 79.7
15 | 5 | 14:00 | 80.64 | 14:00 | 80.24
16 | 5 | 15:00 | 75.82 | 15:00 | 75.44
17 | 5 | 16:00 | 64.8 | 16:00 | 64.48
18 | 5 | 17:00 | 41.38 | 17:00 | 41.17
19 | 5 | 18:00 | 9.61 | 18:00 | 9.56
20 | 5 | 19:00 | 0 | 19:00 | 0
21 | 5 | 20:00 | 0 | 20:00 | 0
22 | 5 | 21:00 | 0 | 21:00 | 0
23 | 5 | 22:00 | 0 | 22:00 | 0
24 | 5 | 23:00 | 0 | 23:00 | 0
1 | 5 | 0:00 | 0 | 0:00 | 0
2 | 5 | 1:00 | 0 | 1:00 | 0
3 | 5 | 2:00 | 0 | 2:00 | 0
4 | 5 | 3:00 | 0 | 3:00 | 0
5 | 5 | 4:00 | 0 | 4:00 | 0
6 | 5 | 5:00 | 8.07 | 5:00 | 8.03
7 | 5 | 6:00 | 43.39 | 6:00 | 43.17
8 | 5 | 7:00 | 71.94 | 7:00 | 71.58
9 | 5 | 8:00 | 82.01 | 8:00 | 81.6
10 | 5 | 9:00 | 88.28 | 9:00 | 87.84
11 | 5 | 10:00 | 92.63 | 10:00 | 92.16
12 | 5 | 11:00 | 91.63 | 11:00 | 91.17
13 | 5 | 12:00 | 91.76 | 12:00 | 91.3
14 | 5 | 13:00 | 89.84 | 13:00 | 89.39
15 | 5 | 14:00 | 89.69 | 14:00 | 89.24
16 | 5 | 15:00 | 87.5 | 15:00 | 87.07
17 | 5 | 16:00 | 80.14 | 16:00 | 79.74
18 | 5 | 17:00 | 45.24 | 17:00 | 45.02
19 | 5 | 18:00 | 9.18 | 18:00 | 9.14
20 | 5 | 19:00 | 0 | 19:00 | 0
21 | 5 | 20:00 | 0 | 20:00 | 0
22 | 5 | 21:00 | 0 | 21:00 | 0
23 | 5 | 22:00 | 0 | 22:00 | 0
24 | 5 | 23:00 | 0 | 23:00 | 0
1 | 5 | 0:00 | 0 | 0:00 | 0
2 | 5 | 1:00 | 0 | 1:00 | 0
3 | 5 | 2:00 | 0 | 2:00 | 0
4 | 5 | 3:00 | 0 | 3:00 | 0
5 | 5 | 4:00 | 0 | 4:00 | 0
6 | 5 | 5:00 | 6.66 | 5:00 | 6.62
7 | 5 | 6:00 | 35.26 | 6:00 | 35.08
8 | 5 | 7:00 | 57 | 7:00 | 56.72
9 | 5 | 8:00 | 69.36 | 8:00 | 69.01
10 | 5 | 9:00 | 75.81 | 9:00 | 75.43
11 | 5 | 10:00 | 79.38 | 10:00 | 78.99
12 | 5 | 11:00 | 76.77 | 11:00 | 76.39
13 | 5 | 12:00 | 73.52 | 12:00 | 73.16
14 | 5 | 13:00 | 80.53 | 13:00 | 80.13
15 | 5 | 14:00 | 82.7 | 14:00 | 82.29
16 | 5 | 15:00 | 79.12 | 15:00 | 78.73
17 | 5 | 16:00 | 69.44 | 16:00 | 69.09
18 | 5 | 17:00 | 42.23 | 17:00 | 42.02
19 | 5 | 18:00 | 9.86 | 18:00 | 9.81
20 | 5 | 19:00 | 0 | 19:00 | 0
21 | 5 | 20:00 | 0 | 20:00 | 0
22 | 5 | 21:00 | 0 | 21:00 | 0
23 | 5 | 22:00 | 0 | 22:00 | 0
24 | 5 | 23:00 | 0 | 23:00 | 0
1 | 5 | 0:00 | 0 | 0:00 | 0
2 | 5 | 1:00 | 0 | 1:00 | 0
3 | 5 | 2:00 | 0 | 2:00 | 0
4 | 5 | 3:00 | 0 | 3:00 | 0
5 | 5 | 4:00 | 0 | 4:00 | 0
6 | 5 | 5:00 | 7.05 | 5:00 | 7.01
7 | 5 | 6:00 | 37.85 | 6:00 | 37.66
8 | 5 | 7:00 | 64.38 | 7:00 | 64.06
9 | 5 | 8:00 | 72.01 | 8:00 | 71.65
10 | 5 | 9:00 | 78.63 | 9:00 | 78.23
11 | 5 | 10:00 | 80.86 | 10:00 | 80.46
12 | 5 | 11:00 | 81.32 | 11:00 | 80.91
13 | 5 | 12:00 | 83.72 | 12:00 | 83.31
14 | 5 | 13:00 | 81.03 | 13:00 | 80.62
15 | 5 | 14:00 | 79.02 | 14:00 | 78.63
16 | 5 | 15:00 | 72.76 | 15:00 | 72.4
17 | 5 | 16:00 | 66.14 | 16:00 | 65.81
18 | 5 | 17:00 | 41.48 | 17:00 | 41.28
19 | 5 | 18:00 | 10.24 | 18:00 | 10.19
20 | 5 | 19:00 | 0 | 19:00 | 0
21 | 5 | 20:00 | 0 | 20:00 | 0
22 | 5 | 21:00 | 0 | 21:00 | 0
23 | 5 | 22:00 | 0 | 22:00 | 0
24 | 5 | 23:00 | 0 | 23:00 | 0
1 | 5 | 0:00 | 0 | 0:00 | 0
2 | 5 | 1:00 | 0 | 1:00 | 0
3 | 5 | 2:00 | 0 | 2:00 | 0
4 | 5 | 3:00 | 0 | 3:00 | 0
5 | 5 | 4:00 | 0 | 4:00 | 0
6 | 5 | 5:00 | 7.95 | 5:00 | 7.91
7 | 5 | 6:00 | 42.57 | 6:00 | 42.35
8 | 5 | 7:00 | 71.89 | 7:00 | 71.53
9 | 5 | 8:00 | 77.68 | 8:00 | 77.29
10 | 5 | 9:00 | 79.38 | 9:00 | 78.99
11 | 5 | 10:00 | 79.87 | 10:00 | 79.47
12 | 5 | 11:00 | 81.5 | 11:00 | 81.09
13 | 5 | 12:00 | 82.98 | 12:00 | 82.57
14 | 5 | 13:00 | 81.81 | 13:00 | 81.4
15 | 5 | 14:00 | 78.27 | 14:00 | 77.87
16 | 5 | 15:00 | 72.33 | 15:00 | 71.97
17 | 5 | 16:00 | 60.77 | 16:00 | 60.46
18 | 5 | 17:00 | 38.92 | 17:00 | 38.73
19 | 5 | 18:00 | 9.73 | 18:00 | 9.68
20 | 5 | 19:00 | 0 | 19:00 | 0
21 | 5 | 20:00 | 0 | 20:00 | 0
22 | 5 | 21:00 | 0 | 21:00 | 0
23 | 5 | 22:00 | 0 | 22:00 | 0
24 | 5 | 23:00 | 0 | 23:00 | 0
1 | 5 | 0:00 | 0 | 0:00 | 0
2 | 5 | 1:00 | 0 | 1:00 | 0
3 | 5 | 2:00 | 0 | 2:00 | 0
4 | 5 | 3:00 | 0 | 3:00 | 0
5 | 5 | 4:00 | 0 | 4:00 | 0
6 | 5 | 5:00 | 8.65 | 5:00 | 8.61
7 | 5 | 6:00 | 44.41 | 6:00 | 44.19
8 | 5 | 7:00 | 76.62 | 7:00 | 76.23
9 | 5 | 8:00 | 77.04 | 8:00 | 76.65
10 | 5 | 9:00 | 79.87 | 9:00 | 79.47
11 | 5 | 10:00 | 84.35 | 10:00 | 83.93
12 | 5 | 11:00 | 85.58 | 11:00 | 85.16
13 | 5 | 12:00 | 83.67 | 12:00 | 83.25
14 | 5 | 13:00 | 85.5 | 13:00 | 85.07
15 | 5 | 14:00 | 83.72 | 14:00 | 83.3
16 | 5 | 15:00 | 76.18 | 15:00 | 75.8
17 | 5 | 16:00 | 67.88 | 16:00 | 67.54
18 | 5 | 17:00 | 39.41 | 17:00 | 39.21
19 | 5 | 18:00 | 10.01 | 18:00 | 9.96
20 | 5 | 19:00 | 0 | 19:00 | 0
21 | 5 | 20:00 | 0 | 20:00 | 0
22 | 5 | 21:00 | 0 | 21:00 | 0
23 | 5 | 22:00 | 0 | 22:00 | 0
24 | 5 | 23:00 | 0 | 23:00 | 0
1 | 5 | 0:00 | 0 | 0:00 | 0
2 | 5 | 1:00 | 0 | 1:00 | 0
3 | 5 | 2:00 | 0 | 2:00 | 0
4 | 5 | 3:00 | 0 | 3:00 | 0
5 | 5 | 4:00 | 0 | 4:00 | 0
6 | 5 | 5:00 | 8.72 | 5:00 | 8.68
7 | 5 | 6:00 | 43.79 | 6:00 | 43.57
8 | 5 | 7:00 | 70.02 | 7:00 | 69.67
9 | 5 | 8:00 | 74.45 | 8:00 | 74.08
10 | 5 | 9:00 | 76.52 | 9:00 | 76.13
11 | 5 | 10:00 | 79.71 | 10:00 | 79.31
12 | 5 | 11:00 | 79.63 | 11:00 | 79.23
13 | 5 | 12:00 | 84 | 12:00 | 83.58
14 | 5 | 13:00 | 80.56 | 13:00 | 80.16
15 | 5 | 14:00 | 68.32 | 14:00 | 67.98
16 | 5 | 15:00 | 59.65 | 15:00 | 59.35
17 | 5 | 16:00 | 47.7 | 16:00 | 47.46
18 | 5 | 17:00 | 31.65 | 17:00 | 31.49
19 | 5 | 18:00 | 7.14 | 18:00 | 7.1
20 | 5 | 19:00 | 0 | 19:00 | 0
21 | 5 | 20:00 | 0 | 20:00 | 0
22 | 5 | 21:00 | 0 | 21:00 | 0
23 | 5 | 22:00 | 0 | 22:00 | 0
24 | 5 | 23:00 | 0 | 23:00 | 0
1 | 5 | 0:00 | 0 | 0:00 | 0
2 | 5 | 1:00 | 0 | 1:00 | 0
3 | 5 | 2:00 | 0 | 2:00 | 0
4 | 5 | 3:00 | 0 | 3:00 | 0
5 | 5 | 4:00 | 0 | 4:00 | 0
6 | 5 | 5:00 | 7.53 | 5:00 | 7.49
7 | 5 | 6:00 | 36.95 | 6:00 | 36.77
8 | 5 | 7:00 | 55.94 | 7:00 | 55.66
9 | 5 | 8:00 | 59.72 | 8:00 | 59.42
10 | 5 | 9:00 | 74.4 | 9:00 | 74.03
11 | 5 | 10:00 | 81.51 | 10:00 | 81.1
12 | 5 | 11:00 | 87.04 | 11:00 | 86.6
13 | 5 | 12:00 | 81.55 | 12:00 | 81.14
14 | 5 | 13:00 | 81.05 | 13:00 | 80.64
15 | 5 | 14:00 | 80.27 | 14:00 | 79.87
16 | 5 | 15:00 | 74.57 | 15:00 | 74.2
17 | 5 | 16:00 | 56.89 | 16:00 | 56.6
18 | 5 | 17:00 | 32.08 | 17:00 | 31.92
19 | 5 | 18:00 | 7.69 | 18:00 | 7.65
20 | 5 | 19:00 | 0 | 19:00 | 0
21 | 5 | 20:00 | 0 | 20:00 | 0
22 | 5 | 21:00 | 0 | 21:00 | 0
23 | 5 | 22:00 | 0 | 22:00 | 0
24 | 5 | 23:00 | 0 | 23:00 | 0
1 | 5 | 0:00 | 0 | 0:00 | 0
2 | 5 | 1:00 | 0 | 1:00 | 0
3 | 5 | 2:00 | 0 | 2:00 | 0
4 | 5 | 3:00 | 0 | 3:00 | 0
5 | 5 | 4:00 | 0 | 4:00 | 0
6 | 5 | 5:00 | 6.79 | 5:00 | 6.75
7 | 5 | 6:00 | 33.74 | 6:00 | 33.57
8 | 5 | 7:00 | 52.11 | 7:00 | 51.85
9 | 5 | 8:00 | 67.13 | 8:00 | 66.79
10 | 5 | 9:00 | 79.5 | 9:00 | 79.1
11 | 5 | 10:00 | 83.08 | 10:00 | 82.67
12 | 5 | 11:00 | 84.06 | 11:00 | 83.64
13 | 5 | 12:00 | 84.11 | 12:00 | 83.69
14 | 5 | 13:00 | 79.38 | 13:00 | 78.99
15 | 5 | 14:00 | 75.14 | 14:00 | 74.76
16 | 5 | 15:00 | 68.27 | 15:00 | 67.93
17 | 5 | 16:00 | 59.52 | 16:00 | 59.23
18 | 5 | 17:00 | 37.77 | 17:00 | 37.59
19 | 5 | 18:00 | 8.87 | 18:00 | 8.82
20 | 5 | 19:00 | 0 | 19:00 | 0
21 | 5 | 20:00 | 0 | 20:00 | 0
22 | 5 | 21:00 | 0 | 21:00 | 0
23 | 5 | 22:00 | 0 | 22:00 | 0
24 | 5 | 23:00 | 0 | 23:00 | 0
1 | 5 | 0:00 | 0 | 0:00 | 0
2 | 5 | 1:00 | 0 | 1:00 | 0
3 | 5 | 2:00 | 0 | 2:00 | 0
4 | 5 | 3:00 | 0 | 3:00 | 0
5 | 5 | 4:00 | 0 | 4:00 | 0
6 | 5 | 5:00 | 6.64 | 5:00 | 6.6
7 | 5 | 6:00 | 32.4 | 6:00 | 32.23
8 | 5 | 7:00 | 59.01 | 7:00 | 58.72
9 | 5 | 8:00 | 69.34 | 8:00 | 68.99
10 | 5 | 9:00 | 74.93 | 9:00 | 74.56
11 | 5 | 10:00 | 83.41 | 10:00 | 83
12 | 5 | 11:00 | 81.06 | 11:00 | 80.66
13 | 5 | 12:00 | 82.2 | 12:00 | 81.79
14 | 5 | 13:00 | 76.82 | 13:00 | 76.43
15 | 5 | 14:00 | 67.53 | 14:00 | 67.19
16 | 5 | 15:00 | 58.52 | 15:00 | 58.23
17 | 5 | 16:00 | 47.95 | 16:00 | 47.71
18 | 5 | 17:00 | 29.49 | 17:00 | 29.35
19 | 5 | 18:00 | 8.02 | 18:00 | 7.98
20 | 5 | 19:00 | 0 | 19:00 | 0
21 | 5 | 20:00 | 0 | 20:00 | 0
22 | 5 | 21:00 | 0 | 21:00 | 0
23 | 5 | 22:00 | 0 | 22:00 | 0
24 | 5 | 23:00 | 0 | 23:00 | 0
1 | 5 | 0:00 | 0 | 0:00 | 0
2 | 5 | 1:00 | 0 | 1:00 | 0
3 | 5 | 2:00 | 0 | 2:00 | 0
4 | 5 | 3:00 | 0 | 3:00 | 0
5 | 5 | 4:00 | 0 | 4:00 | 0
6 | 5 | 5:00 | 7.34 | 5:00 | 7.3
7 | 5 | 6:00 | 33.88 | 6:00 | 33.71
8 | 5 | 7:00 | 54.17 | 7:00 | 53.9
9 | 5 | 8:00 | 64.27 | 8:00 | 63.95
10 | 5 | 9:00 | 73.18 | 9:00 | 72.81
11 | 5 | 10:00 | 81.65 | 10:00 | 81.24
12 | 5 | 11:00 | 84.62 | 11:00 | 84.2
13 | 5 | 12:00 | 81.76 | 12:00 | 81.35
14 | 5 | 13:00 | 83.79 | 13:00 | 83.37
15 | 5 | 14:00 | 80.86 | 14:00 | 80.46
16 | 5 | 15:00 | 72.37 | 15:00 | 72.01
17 | 5 | 16:00 | 59.36 | 16:00 | 59.06
18 | 5 | 17:00 | 36.85 | 17:00 | 36.66
19 | 5 | 18:00 | 10.52 | 18:00 | 10.47
20 | 5 | 19:00 | 0 | 19:00 | 0
21 | 5 | 20:00 | 0 | 20:00 | 0
22 | 5 | 21:00 | 0 | 21:00 | 0
23 | 5 | 22:00 | 0 | 22:00 | 0
24 | 5 | 23:00 | 0 | 23:00 | 0
1 | 5 | 0:00 | 0 | 0:00 | 0
2 | 5 | 1:00 | 0 | 1:00 | 0
3 | 5 | 2:00 | 0 | 2:00 | 0
4 | 5 | 3:00 | 0 | 3:00 | 0
5 | 5 | 4:00 | 0 | 4:00 | 0
6 | 5 | 5:00 | 8.33 | 5:00 | 8.29
7 | 5 | 6:00 | 38.42 | 6:00 | 38.23
8 | 5 | 7:00 | 58.08 | 7:00 | 57.79
9 | 5 | 8:00 | 70.47 | 8:00 | 70.11
10 | 5 | 9:00 | 76.16 | 9:00 | 75.78
11 | 5 | 10:00 | 78.32 | 10:00 | 77.93
12 | 5 | 11:00 | 80.5 | 11:00 | 80.09
13 | 5 | 12:00 | 80.53 | 12:00 | 80.13
14 | 5 | 13:00 | 74.38 | 13:00 | 74.01
15 | 5 | 14:00 | 65.77 | 14:00 | 65.44
16 | 5 | 15:00 | 58.58 | 15:00 | 58.29
17 | 5 | 16:00 | 50.34 | 16:00 | 50.09
18 | 5 | 17:00 | 29.98 | 17:00 | 29.83
19 | 5 | 18:00 | 7.87 | 18:00 | 7.83
20 | 5 | 19:00 | 0 | 19:00 | 0
21 | 5 | 20:00 | 0 | 20:00 | 0
22 | 5 | 21:00 | 0 | 21:00 | 0
23 | 5 | 22:00 | 0 | 22:00 | 0
24 | 5 | 23:00 | 0 | 23:00 | 0
1 | 5 | 0:00 | 0 | 0:00 | 0
2 | 5 | 1:00 | 0 | 1:00 | 0
3 | 5 | 2:00 | 0 | 2:00 | 0
4 | 5 | 3:00 | 0 | 3:00 | 0
5 | 5 | 4:00 | 0 | 4:00 | 0
6 | 5 | 5:00 | 5.98 | 5:00 | 5.95
7 | 5 | 6:00 | 27.12 | 6:00 | 26.98
8 | 5 | 7:00 | 42.79 | 7:00 | 42.58
9 | 5 | 8:00 | 54.82 | 8:00 | 54.54
10 | 5 | 9:00 | 68.92 | 9:00 | 68.57
11 | 5 | 10:00 | 72.6 | 10:00 | 72.24
12 | 5 | 11:00 | 80.85 | 11:00 | 80.44
13 | 5 | 12:00 | 78.55 | 12:00 | 78.15
14 | 5 | 13:00 | 81.02 | 13:00 | 80.62
15 | 5 | 14:00 | 76.59 | 14:00 | 76.21
16 | 5 | 15:00 | 73.89 | 15:00 | 73.52
17 | 5 | 16:00 | 65.01 | 16:00 | 64.69
18 | 5 | 17:00 | 38.11 | 17:00 | 37.92
19 | 5 | 18:00 | 10.14 | 18:00 | 10.09
20 | 5 | 19:00 | 0 | 19:00 | 0
21 | 5 | 20:00 | 0 | 20:00 | 0
22 | 5 | 21:00 | 0 | 21:00 | 0
23 | 5 | 22:00 | 0 | 22:00 | 0
24 | 5 | 23:00 | 0 | 23:00 | 0
1 | 5 | 0:00 | 0 | 0:00 | 0
2 | 5 | 1:00 | 0 | 1:00 | 0
3 | 5 | 2:00 | 0 | 2:00 | 0
4 | 5 | 3:00 | 0 | 3:00 | 0
5 | 5 | 4:00 | 0 | 4:00 | 0
6 | 5 | 5:00 | 7.73 | 5:00 | 7.69
7 | 5 | 6:00 | 34.4 | 6:00 | 34.23
8 | 5 | 7:00 | 60.57 | 7:00 | 60.27
9 | 5 | 8:00 | 70.18 | 8:00 | 69.83
10 | 5 | 9:00 | 70.21 | 9:00 | 69.86
11 | 5 | 10:00 | 78.24 | 10:00 | 77.85
12 | 5 | 11:00 | 84.02 | 11:00 | 83.6
13 | 5 | 12:00 | 81 | 12:00 | 80.59
14 | 5 | 13:00 | 82.26 | 13:00 | 81.85
15 | 5 | 14:00 | 79.71 | 14:00 | 79.32
16 | 5 | 15:00 | 72.96 | 15:00 | 72.6
17 | 5 | 16:00 | 61.78 | 16:00 | 61.47
18 | 5 | 17:00 | 44.75 | 17:00 | 44.52
19 | 5 | 18:00 | 10.97 | 18:00 | 10.91
20 | 5 | 19:00 | 0 | 19:00 | 0
21 | 5 | 20:00 | 0 | 20:00 | 0
22 | 5 | 21:00 | 0 | 21:00 | 0
23 | 5 | 22:00 | 0 | 22:00 | 0
24 | 5 | 23:00 | 0 | 23:00 | 0
1 | 5 | 0:00 | 0 | 0:00 | 0
2 | 5 | 1:00 | 0 | 1:00 | 0
3 | 5 | 2:00 | 0 | 2:00 | 0
4 | 5 | 3:00 | 0 | 3:00 | 0
5 | 5 | 4:00 | 0 | 4:00 | 0
6 | 5 | 5:00 | 8.53 | 5:00 | 8.49
7 | 5 | 6:00 | 37.05 | 6:00 | 36.86
8 | 5 | 7:00 | 60.34 | 7:00 | 60.04
9 | 5 | 8:00 | 66.99 | 8:00 | 66.66
10 | 5 | 9:00 | 75 | 9:00 | 74.62
11 | 5 | 10:00 | 79.27 | 10:00 | 78.87
12 | 5 | 11:00 | 83.64 | 11:00 | 83.22
13 | 5 | 12:00 | 83.92 | 12:00 | 83.5
14 | 5 | 13:00 | 78.55 | 13:00 | 78.15
15 | 5 | 14:00 | 78.84 | 14:00 | 78.45
16 | 5 | 15:00 | 72.75 | 15:00 | 72.39
17 | 5 | 16:00 | 60.98 | 16:00 | 60.67
18 | 5 | 17:00 | 42.26 | 17:00 | 42.05
19 | 5 | 18:00 | 11.82 | 18:00 | 11.76
20 | 5 | 19:00 | 0 | 19:00 | 0
21 | 5 | 20:00 | 0 | 20:00 | 0
22 | 5 | 21:00 | 0 | 21:00 | 0
23 | 5 | 22:00 | 0 | 22:00 | 0
24 | 5 | 23:00 | 0 | 23:00 | 0
1 | 5 | 0:00 | 0 | 0:00 | 0
2 | 5 | 1:00 | 0 | 1:00 | 0
3 | 5 | 2:00 | 0 | 2:00 | 0
4 | 5 | 3:00 | 0 | 3:00 | 0
5 | 5 | 4:00 | 0 | 4:00 | 0
6 | 5 | 5:00 | 6.16 | 5:00 | 6.13
7 | 5 | 6:00 | 27.92 | 6:00 | 27.78
8 | 5 | 7:00 | 55.79 | 7:00 | 55.51
9 | 5 | 8:00 | 69.27 | 8:00 | 68.92
10 | 5 | 9:00 | 80.39 | 9:00 | 79.99
11 | 5 | 10:00 | 86.05 | 10:00 | 85.62
12 | 5 | 11:00 | 83.82 | 11:00 | 83.4
13 | 5 | 12:00 | 89.2 | 12:00 | 88.75
14 | 5 | 13:00 | 88.83 | 13:00 | 88.38
15 | 5 | 14:00 | 85.06 | 14:00 | 84.63
16 | 5 | 15:00 | 80.71 | 15:00 | 80.31
17 | 5 | 16:00 | 68.26 | 16:00 | 67.92
18 | 5 | 17:00 | 41.13 | 17:00 | 40.92
19 | 5 | 18:00 | 12.09 | 18:00 | 12.03
20 | 5 | 19:00 | 0 | 19:00 | 0
21 | 5 | 20:00 | 0 | 20:00 | 0
22 | 5 | 21:00 | 0 | 21:00 | 0
23 | 5 | 22:00 | 0 | 22:00 | 0
24 | 5 | 23:00 | 0 | 23:00 | 0
1 | 6 | 0:00 | 0 | 0:00 | 0
2 | 6 | 1:00 | 0 | 1:00 | 0
3 | 6 | 2:00 | 0 | 2:00 | 0
4 | 6 | 3:00 | 0 | 3:00 | 0
5 | 6 | 4:00 | 0 | 4:00 | 0
6 | 6 | 5:00 | 9.5 | 5:00 | 9.46
7 | 6 | 6:00 | 39.18 | 6:00 | 38.99
8 | 6 | 7:00 | 58.1 | 7:00 | 57.81
9 | 6 | 8:00 | 71.87 | 8:00 | 71.51
10 | 6 | 9:00 | 84.19 | 9:00 | 83.77
11 | 6 | 10:00 | 90.38 | 10:00 | 89.93
12 | 6 | 11:00 | 90.46 | 11:00 | 90.01
13 | 6 | 12:00 | 90.82 | 12:00 | 90.37
14 | 6 | 13:00 | 88.88 | 13:00 | 88.43
15 | 6 | 14:00 | 84.48 | 14:00 | 84.06
16 | 6 | 15:00 | 76.03 | 15:00 | 75.65
17 | 6 | 16:00 | 63.74 | 16:00 | 63.42
18 | 6 | 17:00 | 44.76 | 17:00 | 44.54
19 | 6 | 18:00 | 13.19 | 18:00 | 13.12
20 | 6 | 19:00 | 0 | 19:00 | 0
21 | 6 | 20:00 | 0 | 20:00 | 0
22 | 6 | 21:00 | 0 | 21:00 | 0
23 | 6 | 22:00 | 0 | 22:00 | 0
24 | 6 | 23:00 | 0 | 23:00 | 0
1 | 6 | 0:00 | 0 | 0:00 | 0
2 | 6 | 1:00 | 0 | 1:00 | 0
3 | 6 | 2:00 | 0 | 2:00 | 0
4 | 6 | 3:00 | 0 | 3:00 | 0
5 | 6 | 4:00 | 0 | 4:00 | 0
6 | 6 | 5:00 | 8.52 | 5:00 | 8.48
7 | 6 | 6:00 | 37.76 | 6:00 | 37.57
8 | 6 | 7:00 | 58.77 | 7:00 | 58.47
9 | 6 | 8:00 | 68.01 | 8:00 | 67.67
10 | 6 | 9:00 | 72.94 | 9:00 | 72.57
11 | 6 | 10:00 | 80.44 | 10:00 | 80.04
12 | 6 | 11:00 | 80.99 | 11:00 | 80.58
13 | 6 | 12:00 | 81.24 | 12:00 | 80.83
14 | 6 | 13:00 | 82.02 | 13:00 | 81.61
15 | 6 | 14:00 | 79.52 | 14:00 | 79.12
16 | 6 | 15:00 | 73.47 | 15:00 | 73.11
17 | 6 | 16:00 | 60.63 | 16:00 | 60.33
18 | 6 | 17:00 | 39.75 | 17:00 | 39.55
19 | 6 | 18:00 | 12.03 | 18:00 | 11.97
20 | 6 | 19:00 | 0 | 19:00 | 0
21 | 6 | 20:00 | 0 | 20:00 | 0
22 | 6 | 21:00 | 0 | 21:00 | 0
23 | 6 | 22:00 | 0 | 22:00 | 0
24 | 6 | 23:00 | 0 | 23:00 | 0
1 | 6 | 0:00 | 0 | 0:00 | 0
2 | 6 | 1:00 | 0 | 1:00 | 0
3 | 6 | 2:00 | 0 | 2:00 | 0
4 | 6 | 3:00 | 0 | 3:00 | 0
5 | 6 | 4:00 | 0 | 4:00 | 0
6 | 6 | 5:00 | 11.15 | 5:00 | 11.09
7 | 6 | 6:00 | 47.35 | 6:00 | 47.12
8 | 6 | 7:00 | 72.47 | 7:00 | 72.11
9 | 6 | 8:00 | 76.87 | 8:00 | 76.49
10 | 6 | 9:00 | 80.88 | 9:00 | 80.48
11 | 6 | 10:00 | 86.64 | 10:00 | 86.21
12 | 6 | 11:00 | 90.14 | 11:00 | 89.69
13 | 6 | 12:00 | 88.81 | 12:00 | 88.36
14 | 6 | 13:00 | 89.65 | 13:00 | 89.2
15 | 6 | 14:00 | 86.01 | 14:00 | 85.58
16 | 6 | 15:00 | 84.33 | 15:00 | 83.91
17 | 6 | 16:00 | 69.12 | 16:00 | 68.77
18 | 6 | 17:00 | 45.2 | 17:00 | 44.97
19 | 6 | 18:00 | 14.2 | 18:00 | 14.13
20 | 6 | 19:00 | 0 | 19:00 | 0
21 | 6 | 20:00 | 0 | 20:00 | 0
22 | 6 | 21:00 | 0 | 21:00 | 0
23 | 6 | 22:00 | 0 | 22:00 | 0
24 | 6 | 23:00 | 0 | 23:00 | 0
1 | 6 | 0:00 | 0 | 0:00 | 0
2 | 6 | 1:00 | 0 | 1:00 | 0
3 | 6 | 2:00 | 0 | 2:00 | 0
4 | 6 | 3:00 | 0 | 3:00 | 0
5 | 6 | 4:00 | 0 | 4:00 | 0
6 | 6 | 5:00 | 10.63 | 5:00 | 10.58
7 | 6 | 6:00 | 47.1 | 6:00 | 46.87
8 | 6 | 7:00 | 74.28 | 7:00 | 73.91
9 | 6 | 8:00 | 81.04 | 8:00 | 80.63
10 | 6 | 9:00 | 85.5 | 9:00 | 85.08
11 | 6 | 10:00 | 87.21 | 10:00 | 86.78
12 | 6 | 11:00 | 83.97 | 11:00 | 83.56
13 | 6 | 12:00 | 80.68 | 12:00 | 80.28
14 | 6 | 13:00 | 80.67 | 13:00 | 80.27
15 | 6 | 14:00 | 77.66 | 14:00 | 77.27
16 | 6 | 15:00 | 76.74 | 15:00 | 76.35
17 | 6 | 16:00 | 65.73 | 16:00 | 65.4
18 | 6 | 17:00 | 47.36 | 17:00 | 47.12
19 | 6 | 18:00 | 14.76 | 18:00 | 14.68
20 | 6 | 19:00 | 0 | 19:00 | 0
21 | 6 | 20:00 | 0 | 20:00 | 0
22 | 6 | 21:00 | 0 | 21:00 | 0
23 | 6 | 22:00 | 0 | 22:00 | 0
24 | 6 | 23:00 | 0 | 23:00 | 0
1 | 6 | 0:00 | 0 | 0:00 | 0
2 | 6 | 1:00 | 0 | 1:00 | 0
3 | 6 | 2:00 | 0 | 2:00 | 0
4 | 6 | 3:00 | 0 | 3:00 | 0
5 | 6 | 4:00 | 0 | 4:00 | 0
6 | 6 | 5:00 | 10.86 | 5:00 | 10.8
7 | 6 | 6:00 | 49.17 | 6:00 | 48.93
8 | 6 | 7:00 | 73.21 | 7:00 | 72.85
9 | 6 | 8:00 | 79.39 | 8:00 | 79
10 | 6 | 9:00 | 86.81 | 9:00 | 86.37
11 | 6 | 10:00 | 90.8 | 10:00 | 90.34
12 | 6 | 11:00 | 90.72 | 11:00 | 90.26
13 | 6 | 12:00 | 93.29 | 12:00 | 92.83
14 | 6 | 13:00 | 90.5 | 13:00 | 90.05
15 | 6 | 14:00 | 92.94 | 14:00 | 92.48
16 | 6 | 15:00 | 90.58 | 15:00 | 90.13
17 | 6 | 16:00 | 77.21 | 16:00 | 76.82
18 | 6 | 17:00 | 54.77 | 17:00 | 54.5
19 | 6 | 18:00 | 16.22 | 18:00 | 16.14
20 | 6 | 19:00 | 0 | 19:00 | 0
21 | 6 | 20:00 | 0 | 20:00 | 0
22 | 6 | 21:00 | 0 | 21:00 | 0
23 | 6 | 22:00 | 0 | 22:00 | 0
24 | 6 | 23:00 | 0 | 23:00 | 0
1 | 6 | 0:00 | 0 | 0:00 | 0
2 | 6 | 1:00 | 0 | 1:00 | 0
3 | 6 | 2:00 | 0 | 2:00 | 0
4 | 6 | 3:00 | 0 | 3:00 | 0
5 | 6 | 4:00 | 0 | 4:00 | 0
6 | 6 | 5:00 | 10.66 | 5:00 | 10.61
7 | 6 | 6:00 | 43.92 | 6:00 | 43.7
8 | 6 | 7:00 | 70.84 | 7:00 | 70.49
9 | 6 | 8:00 | 77.48 | 8:00 | 77.09
10 | 6 | 9:00 | 85.09 | 9:00 | 84.66
11 | 6 | 10:00 | 88.01 | 10:00 | 87.57
12 | 6 | 11:00 | 90.14 | 11:00 | 89.69
13 | 6 | 12:00 | 86.19 | 12:00 | 85.76
14 | 6 | 13:00 | 88.68 | 13:00 | 88.24
15 | 6 | 14:00 | 83.31 | 14:00 | 82.9
16 | 6 | 15:00 | 78.6 | 15:00 | 78.2
17 | 6 | 16:00 | 70.18 | 16:00 | 69.83
18 | 6 | 17:00 | 51.21 | 17:00 | 50.96
19 | 6 | 18:00 | 14.96 | 18:00 | 14.89
20 | 6 | 19:00 | 0 | 19:00 | 0
21 | 6 | 20:00 | 0 | 20:00 | 0
22 | 6 | 21:00 | 0 | 21:00 | 0
23 | 6 | 22:00 | 0 | 22:00 | 0
24 | 6 | 23:00 | 0 | 23:00 | 0
1 | 6 | 0:00 | 0 | 0:00 | 0
2 | 6 | 1:00 | 0 | 1:00 | 0
3 | 6 | 2:00 | 0 | 2:00 | 0
4 | 6 | 3:00 | 0 | 3:00 | 0
5 | 6 | 4:00 | 0 | 4:00 | 0
6 | 6 | 5:00 | 9.97 | 5:00 | 9.92
7 | 6 | 6:00 | 43.08 | 6:00 | 42.87
8 | 6 | 7:00 | 65.24 | 7:00 | 64.92
9 | 6 | 8:00 | 75.38 | 8:00 | 75
10 | 6 | 9:00 | 77.41 | 9:00 | 77.02
11 | 6 | 10:00 | 79.53 | 10:00 | 79.13
12 | 6 | 11:00 | 87.52 | 11:00 | 87.09
13 | 6 | 12:00 | 82.53 | 12:00 | 82.12
14 | 6 | 13:00 | 80.04 | 13:00 | 79.64
15 | 6 | 14:00 | 81.21 | 14:00 | 80.81
16 | 6 | 15:00 | 74.23 | 15:00 | 73.86
17 | 6 | 16:00 | 62.9 | 16:00 | 62.59
18 | 6 | 17:00 | 44.85 | 17:00 | 44.63
19 | 6 | 18:00 | 13.67 | 18:00 | 13.6
20 | 6 | 19:00 | 0 | 19:00 | 0
21 | 6 | 20:00 | 0 | 20:00 | 0
22 | 6 | 21:00 | 0 | 21:00 | 0
23 | 6 | 22:00 | 0 | 22:00 | 0
24 | 6 | 23:00 | 0 | 23:00 | 0
1 | 6 | 0:00 | 0 | 0:00 | 0
2 | 6 | 1:00 | 0 | 1:00 | 0
3 | 6 | 2:00 | 0 | 2:00 | 0
4 | 6 | 3:00 | 0 | 3:00 | 0
5 | 6 | 4:00 | 0 | 4:00 | 0
6 | 6 | 5:00 | 9.35 | 5:00 | 9.3
7 | 6 | 6:00 | 37.81 | 6:00 | 37.62
8 | 6 | 7:00 | 65.53 | 7:00 | 65.2
9 | 6 | 8:00 | 73.81 | 8:00 | 73.45
10 | 6 | 9:00 | 78.67 | 9:00 | 78.27
11 | 6 | 10:00 | 82.11 | 10:00 | 81.7
12 | 6 | 11:00 | 86.79 | 11:00 | 86.36
13 | 6 | 12:00 | 90.35 | 12:00 | 89.9
14 | 6 | 13:00 | 91.27 | 13:00 | 90.82
15 | 6 | 14:00 | 82.73 | 14:00 | 82.32
16 | 6 | 15:00 | 73.64 | 15:00 | 73.27
17 | 6 | 16:00 | 65.73 | 16:00 | 65.4
18 | 6 | 17:00 | 48.27 | 17:00 | 48.03
19 | 6 | 18:00 | 14.05 | 18:00 | 13.98
20 | 6 | 19:00 | 0 | 19:00 | 0
21 | 6 | 20:00 | 0 | 20:00 | 0
22 | 6 | 21:00 | 0 | 21:00 | 0
23 | 6 | 22:00 | 0 | 22:00 | 0
24 | 6 | 23:00 | 0 | 23:00 | 0
1 | 6 | 0:00 | 0 | 0:00 | 0
2 | 6 | 1:00 | 0 | 1:00 | 0
3 | 6 | 2:00 | 0 | 2:00 | 0
4 | 6 | 3:00 | 0 | 3:00 | 0
5 | 6 | 4:00 | 0 | 4:00 | 0
6 | 6 | 5:00 | 9.09 | 5:00 | 9.05
7 | 6 | 6:00 | 40.34 | 6:00 | 40.14
8 | 6 | 7:00 | 67.76 | 7:00 | 67.42
9 | 6 | 8:00 | 73.34 | 8:00 | 72.97
10 | 6 | 9:00 | 77.92 | 9:00 | 77.53
11 | 6 | 10:00 | 82.59 | 10:00 | 82.18
12 | 6 | 11:00 | 83.89 | 11:00 | 83.47
13 | 6 | 12:00 | 84.99 | 12:00 | 84.56
14 | 6 | 13:00 | 85.21 | 13:00 | 84.78
15 | 6 | 14:00 | 81 | 14:00 | 80.6
16 | 6 | 15:00 | 70.05 | 15:00 | 69.7
17 | 6 | 16:00 | 66.43 | 16:00 | 66.1
18 | 6 | 17:00 | 46.78 | 17:00 | 46.55
19 | 6 | 18:00 | 12.87 | 18:00 | 12.8
20 | 6 | 19:00 | 0 | 19:00 | 0
21 | 6 | 20:00 | 0 | 20:00 | 0
22 | 6 | 21:00 | 0 | 21:00 | 0
23 | 6 | 22:00 | 0 | 22:00 | 0
24 | 6 | 23:00 | 0 | 23:00 | 0
1 | 6 | 0:00 | 0 | 0:00 | 0
2 | 6 | 1:00 | 0 | 1:00 | 0
3 | 6 | 2:00 | 0 | 2:00 | 0
4 | 6 | 3:00 | 0 | 3:00 | 0
5 | 6 | 4:00 | 0 | 4:00 | 0
6 | 6 | 5:00 | 8.86 | 5:00 | 8.82
7 | 6 | 6:00 | 37.83 | 6:00 | 37.64
8 | 6 | 7:00 | 64.09 | 7:00 | 63.77
9 | 6 | 8:00 | 76.28 | 8:00 | 75.9
10 | 6 | 9:00 | 81.56 | 9:00 | 81.16
11 | 6 | 10:00 | 87.18 | 10:00 | 86.74
12 | 6 | 11:00 | 89.76 | 11:00 | 89.31
13 | 6 | 12:00 | 87.78 | 12:00 | 87.34
14 | 6 | 13:00 | 86.36 | 13:00 | 85.93
15 | 6 | 14:00 | 83.59 | 14:00 | 83.17
16 | 6 | 15:00 | 71.68 | 15:00 | 71.32
17 | 6 | 16:00 | 62.21 | 16:00 | 61.9
18 | 6 | 17:00 | 47.73 | 17:00 | 47.49
19 | 6 | 18:00 | 15.28 | 18:00 | 15.2
20 | 6 | 19:00 | 0 | 19:00 | 0
21 | 6 | 20:00 | 0 | 20:00 | 0
22 | 6 | 21:00 | 0 | 21:00 | 0
23 | 6 | 22:00 | 0 | 22:00 | 0
24 | 6 | 23:00 | 0 | 23:00 | 0
1 | 6 | 0:00 | 0 | 0:00 | 0
2 | 6 | 1:00 | 0 | 1:00 | 0
3 | 6 | 2:00 | 0 | 2:00 | 0
4 | 6 | 3:00 | 0 | 3:00 | 0
5 | 6 | 4:00 | 0 | 4:00 | 0
6 | 6 | 5:00 | 10.71 | 5:00 | 10.65
7 | 6 | 6:00 | 48.81 | 6:00 | 48.57
8 | 6 | 7:00 | 81.87 | 7:00 | 81.46
9 | 6 | 8:00 | 94.18 | 8:00 | 93.7
10 | 6 | 9:00 | 94.82 | 9:00 | 94.35
11 | 6 | 10:00 | 94.36 | 10:00 | 93.89
12 | 6 | 11:00 | 94.17 | 11:00 | 93.7
13 | 6 | 12:00 | 92.5 | 12:00 | 92.04
14 | 6 | 13:00 | 89.71 | 13:00 | 89.26
15 | 6 | 14:00 | 88.02 | 14:00 | 87.58
16 | 6 | 15:00 | 78.04 | 15:00 | 77.65
17 | 6 | 16:00 | 68.92 | 16:00 | 68.57
18 | 6 | 17:00 | 49.05 | 17:00 | 48.8
19 | 6 | 18:00 | 17.85 | 18:00 | 17.76
20 | 6 | 19:00 | 0 | 19:00 | 0
21 | 6 | 20:00 | 0 | 20:00 | 0
22 | 6 | 21:00 | 0 | 21:00 | 0
23 | 6 | 22:00 | 0 | 22:00 | 0
24 | 6 | 23:00 | 0 | 23:00 | 0
1 | 6 | 0:00 | 0 | 0:00 | 0
2 | 6 | 1:00 | 0 | 1:00 | 0
3 | 6 | 2:00 | 0 | 2:00 | 0
4 | 6 | 3:00 | 0 | 3:00 | 0
5 | 6 | 4:00 | 0 | 4:00 | 0
6 | 6 | 5:00 | 7.76 | 5:00 | 7.72
7 | 6 | 6:00 | 35.21 | 6:00 | 35.04
8 | 6 | 7:00 | 60.39 | 7:00 | 60.09
9 | 6 | 8:00 | 72.6 | 8:00 | 72.23
10 | 6 | 9:00 | 77.93 | 9:00 | 77.54
11 | 6 | 10:00 | 85.05 | 10:00 | 84.62
12 | 6 | 11:00 | 89.27 | 11:00 | 88.82
13 | 6 | 12:00 | 90.14 | 12:00 | 89.69
14 | 6 | 13:00 | 86.76 | 13:00 | 86.33
15 | 6 | 14:00 | 85.08 | 14:00 | 84.65
16 | 6 | 15:00 | 76.45 | 15:00 | 76.06
17 | 6 | 16:00 | 70.38 | 16:00 | 70.03
18 | 6 | 17:00 | 45.44 | 17:00 | 45.21
19 | 6 | 18:00 | 16.49 | 18:00 | 16.41
20 | 6 | 19:00 | 0 | 19:00 | 0
21 | 6 | 20:00 | 0 | 20:00 | 0
22 | 6 | 21:00 | 0 | 21:00 | 0
23 | 6 | 22:00 | 0 | 22:00 | 0
24 | 6 | 23:00 | 0 | 23:00 | 0
1 | 6 | 0:00 | 0 | 0:00 | 0
2 | 6 | 1:00 | 0 | 1:00 | 0
3 | 6 | 2:00 | 0 | 2:00 | 0
4 | 6 | 3:00 | 0 | 3:00 | 0
5 | 6 | 4:00 | 0 | 4:00 | 0
6 | 6 | 5:00 | 10.86 | 5:00 | 10.8
7 | 6 | 6:00 | 50.71 | 6:00 | 50.46
8 | 6 | 7:00 | 73.72 | 7:00 | 73.35
9 | 6 | 8:00 | 81.33 | 8:00 | 80.93
10 | 6 | 9:00 | 82.35 | 9:00 | 81.94
11 | 6 | 10:00 | 79.75 | 10:00 | 79.35
12 | 6 | 11:00 | 84 | 11:00 | 83.58
13 | 6 | 12:00 | 88.04 | 12:00 | 87.6
14 | 6 | 13:00 | 91.87 | 13:00 | 91.42
15 | 6 | 14:00 | 89.18 | 14:00 | 88.73
16 | 6 | 15:00 | 81.7 | 15:00 | 81.29
17 | 6 | 16:00 | 74.33 | 16:00 | 73.96
18 | 6 | 17:00 | 55.95 | 17:00 | 55.67
19 | 6 | 18:00 | 17.09 | 18:00 | 17
20 | 6 | 19:00 | 0 | 19:00 | 0
21 | 6 | 20:00 | 0 | 20:00 | 0
22 | 6 | 21:00 | 0 | 21:00 | 0
23 | 6 | 22:00 | 0 | 22:00 | 0
24 | 6 | 23:00 | 0 | 23:00 | 0
1 | 6 | 0:00 | 0 | 0:00 | 0
2 | 6 | 1:00 | 0 | 1:00 | 0
3 | 6 | 2:00 | 0 | 2:00 | 0
4 | 6 | 3:00 | 0 | 3:00 | 0
5 | 6 | 4:00 | 0 | 4:00 | 0
6 | 6 | 5:00 | 9.78 | 5:00 | 9.73
7 | 6 | 6:00 | 39.64 | 6:00 | 39.44
8 | 6 | 7:00 | 67.98 | 7:00 | 67.64
9 | 6 | 8:00 | 77.9 | 8:00 | 77.51
10 | 6 | 9:00 | 77.13 | 9:00 | 76.75
11 | 6 | 10:00 | 83.62 | 10:00 | 83.2
12 | 6 | 11:00 | 84.56 | 11:00 | 84.14
13 | 6 | 12:00 | 85.51 | 12:00 | 85.08
14 | 6 | 13:00 | 85.06 | 13:00 | 84.64
15 | 6 | 14:00 | 85.35 | 14:00 | 84.93
16 | 6 | 15:00 | 74.75 | 15:00 | 74.37
17 | 6 | 16:00 | 67.73 | 16:00 | 67.39
18 | 6 | 17:00 | 46.64 | 17:00 | 46.41
19 | 6 | 18:00 | 14.7 | 18:00 | 14.63
20 | 6 | 19:00 | 0 | 19:00 | 0
21 | 6 | 20:00 | 0 | 20:00 | 0
22 | 6 | 21:00 | 0 | 21:00 | 0
23 | 6 | 22:00 | 0 | 22:00 | 0
24 | 6 | 23:00 | 0 | 23:00 | 0
1 | 6 | 0:00 | 0 | 0:00 | 0
2 | 6 | 1:00 | 0 | 1:00 | 0
3 | 6 | 2:00 | 0 | 2:00 | 0
4 | 6 | 3:00 | 0 | 3:00 | 0
5 | 6 | 4:00 | 0 | 4:00 | 0
6 | 6 | 5:00 | 9.29 | 5:00 | 9.25
7 | 6 | 6:00 | 41.32 | 6:00 | 41.11
8 | 6 | 7:00 | 67.22 | 7:00 | 66.88
9 | 6 | 8:00 | 73.96 | 8:00 | 73.59
10 | 6 | 9:00 | 76.67 | 9:00 | 76.29
11 | 6 | 10:00 | 81.41 | 10:00 | 81.01
12 | 6 | 11:00 | 82.51 | 11:00 | 82.1
13 | 6 | 12:00 | 81.87 | 12:00 | 81.46
14 | 6 | 13:00 | 75.49 | 13:00 | 75.11
15 | 6 | 14:00 | 73.99 | 14:00 | 73.62
16 | 6 | 15:00 | 75.84 | 15:00 | 75.46
17 | 6 | 16:00 | 63.31 | 16:00 | 62.99
18 | 6 | 17:00 | 45.91 | 17:00 | 45.68
19 | 6 | 18:00 | 15.35 | 18:00 | 15.27
20 | 6 | 19:00 | 0 | 19:00 | 0
21 | 6 | 20:00 | 0 | 20:00 | 0
22 | 6 | 21:00 | 0 | 21:00 | 0
23 | 6 | 22:00 | 0 | 22:00 | 0
24 | 6 | 23:00 | 0 | 23:00 | 0
1 | 6 | 0:00 | 0 | 0:00 | 0
2 | 6 | 1:00 | 0 | 1:00 | 0
3 | 6 | 2:00 | 0 | 2:00 | 0
4 | 6 | 3:00 | 0 | 3:00 | 0
5 | 6 | 4:00 | 0 | 4:00 | 0
6 | 6 | 5:00 | 10.07 | 5:00 | 10.02
7 | 6 | 6:00 | 46.28 | 6:00 | 46.05
8 | 6 | 7:00 | 71.68 | 7:00 | 71.32
9 | 6 | 8:00 | 75.28 | 8:00 | 74.9
10 | 6 | 9:00 | 76.51 | 9:00 | 76.12
11 | 6 | 10:00 | 78.05 | 10:00 | 77.66
12 | 6 | 11:00 | 83.62 | 11:00 | 83.21
13 | 6 | 12:00 | 83.58 | 12:00 | 83.16
14 | 6 | 13:00 | 91.77 | 13:00 | 91.31
15 | 6 | 14:00 | 86.88 | 14:00 | 86.44
16 | 6 | 15:00 | 80.9 | 15:00 | 80.49
17 | 6 | 16:00 | 72.72 | 16:00 | 72.36
18 | 6 | 17:00 | 52.78 | 17:00 | 52.51
19 | 6 | 18:00 | 17.98 | 18:00 | 17.89
20 | 6 | 19:00 | 0 | 19:00 | 0
21 | 6 | 20:00 | 0 | 20:00 | 0
22 | 6 | 21:00 | 0 | 21:00 | 0
23 | 6 | 22:00 | 0 | 22:00 | 0
24 | 6 | 23:00 | 0 | 23:00 | 0
1 | 6 | 0:00 | 0 | 0:00 | 0
2 | 6 | 1:00 | 0 | 1:00 | 0
3 | 6 | 2:00 | 0 | 2:00 | 0
4 | 6 | 3:00 | 0 | 3:00 | 0
5 | 6 | 4:00 | 0 | 4:00 | 0
6 | 6 | 5:00 | 10.77 | 5:00 | 10.71
7 | 6 | 6:00 | 44.12 | 6:00 | 43.9
8 | 6 | 7:00 | 71.02 | 7:00 | 70.67
9 | 6 | 8:00 | 78.69 | 8:00 | 78.3
10 | 6 | 9:00 | 82.77 | 9:00 | 82.36
11 | 6 | 10:00 | 91.31 | 10:00 | 90.85
12 | 6 | 11:00 | 93.66 | 11:00 | 93.2
13 | 6 | 12:00 | 92.94 | 12:00 | 92.48
14 | 6 | 13:00 | 92.77 | 13:00 | 92.31
15 | 6 | 14:00 | 96.1 | 14:00 | 95.62
16 | 6 | 15:00 | 87.88 | 15:00 | 87.44
17 | 6 | 16:00 | 73.38 | 16:00 | 73.01
18 | 6 | 17:00 | 54.65 | 17:00 | 54.37
19 | 6 | 18:00 | 16.75 | 18:00 | 16.67
20 | 6 | 19:00 | 0 | 19:00 | 0
21 | 6 | 20:00 | 0 | 20:00 | 0
22 | 6 | 21:00 | 0 | 21:00 | 0
23 | 6 | 22:00 | 0 | 22:00 | 0
24 | 6 | 23:00 | 0 | 23:00 | 0
1 | 6 | 0:00 | 0 | 0:00 | 0
2 | 6 | 1:00 | 0 | 1:00 | 0
3 | 6 | 2:00 | 0 | 2:00 | 0
4 | 6 | 3:00 | 0 | 3:00 | 0
5 | 6 | 4:00 | 0 | 4:00 | 0
6 | 6 | 5:00 | 10.62 | 5:00 | 10.57
7 | 6 | 6:00 | 45.62 | 6:00 | 45.39
8 | 6 | 7:00 | 75.71 | 7:00 | 75.33
9 | 6 | 8:00 | 87.32 | 8:00 | 86.88
10 | 6 | 9:00 | 93.29 | 9:00 | 92.82
11 | 6 | 10:00 | 89.9 | 10:00 | 89.45
12 | 6 | 11:00 | 94.9 | 11:00 | 94.42
13 | 6 | 12:00 | 97.53 | 12:00 | 97.04
14 | 6 | 13:00 | 94.41 | 13:00 | 93.94
15 | 6 | 14:00 | 91.86 | 14:00 | 91.4
16 | 6 | 15:00 | 89.46 | 15:00 | 89.01
17 | 6 | 16:00 | 80.82 | 16:00 | 80.41
18 | 6 | 17:00 | 58.41 | 17:00 | 58.12
19 | 6 | 18:00 | 18.64 | 18:00 | 18.55
20 | 6 | 19:00 | 0 | 19:00 | 0
21 | 6 | 20:00 | 0 | 20:00 | 0
22 | 6 | 21:00 | 0 | 21:00 | 0
23 | 6 | 22:00 | 0 | 22:00 | 0
24 | 6 | 23:00 | 0 | 23:00 | 0
1 | 6 | 0:00 | 0 | 0:00 | 0
2 | 6 | 1:00 | 0 | 1:00 | 0
3 | 6 | 2:00 | 0 | 2:00 | 0
4 | 6 | 3:00 | 0 | 3:00 | 0
5 | 6 | 4:00 | 0 | 4:00 | 0
6 | 6 | 5:00 | 9.59 | 5:00 | 9.54
7 | 6 | 6:00 | 43.91 | 6:00 | 43.69
8 | 6 | 7:00 | 71.73 | 7:00 | 71.37
9 | 6 | 8:00 | 78.93 | 8:00 | 78.54
10 | 6 | 9:00 | 81.65 | 9:00 | 81.24
11 | 6 | 10:00 | 82.57 | 10:00 | 82.16
12 | 6 | 11:00 | 80.9 | 11:00 | 80.49
13 | 6 | 12:00 | 83.75 | 12:00 | 83.33
14 | 6 | 13:00 | 86.78 | 13:00 | 86.35
15 | 6 | 14:00 | 81.6 | 14:00 | 81.19
16 | 6 | 15:00 | 74.73 | 15:00 | 74.36
17 | 6 | 16:00 | 69.06 | 16:00 | 68.72
18 | 6 | 17:00 | 46.05 | 17:00 | 45.82
19 | 6 | 18:00 | 13.73 | 18:00 | 13.66
20 | 6 | 19:00 | 0 | 19:00 | 0
21 | 6 | 20:00 | 0 | 20:00 | 0
22 | 6 | 21:00 | 0 | 21:00 | 0
23 | 6 | 22:00 | 0 | 22:00 | 0
24 | 6 | 23:00 | 0 | 23:00 | 0
1 | 6 | 0:00 | 0 | 0:00 | 0
2 | 6 | 1:00 | 0 | 1:00 | 0
3 | 6 | 2:00 | 0 | 2:00 | 0
4 | 6 | 3:00 | 0 | 3:00 | 0
5 | 6 | 4:00 | 0 | 4:00 | 0
6 | 6 | 5:00 | 10.09 | 5:00 | 10.04
7 | 6 | 6:00 | 48.04 | 6:00 | 47.8
8 | 6 | 7:00 | 81.8 | 7:00 | 81.39
9 | 6 | 8:00 | 88.7 | 8:00 | 88.26
10 | 6 | 9:00 | 92.18 | 9:00 | 91.72
11 | 6 | 10:00 | 91.51 | 10:00 | 91.06
12 | 6 | 11:00 | 96.23 | 11:00 | 95.75
13 | 6 | 12:00 | 97.11 | 12:00 | 96.63
14 | 6 | 13:00 | 95.85 | 13:00 | 95.37
15 | 6 | 14:00 | 94.29 | 14:00 | 93.82
16 | 6 | 15:00 | 85.12 | 15:00 | 84.7
17 | 6 | 16:00 | 78.56 | 16:00 | 78.17
18 | 6 | 17:00 | 56.52 | 17:00 | 56.23
19 | 6 | 18:00 | 16.38 | 18:00 | 16.29
20 | 6 | 19:00 | 0 | 19:00 | 0
21 | 6 | 20:00 | 0 | 20:00 | 0
22 | 6 | 21:00 | 0 | 21:00 | 0
23 | 6 | 22:00 | 0 | 22:00 | 0
24 | 6 | 23:00 | 0 | 23:00 | 0
1 | 6 | 0:00 | 0 | 0:00 | 0
2 | 6 | 1:00 | 0 | 1:00 | 0
3 | 6 | 2:00 | 0 | 2:00 | 0
4 | 6 | 3:00 | 0 | 3:00 | 0
5 | 6 | 4:00 | 0 | 4:00 | 0
6 | 6 | 5:00 | 9.7 | 5:00 | 9.66
7 | 6 | 6:00 | 42.81 | 6:00 | 42.6
8 | 6 | 7:00 | 73.89 | 7:00 | 73.52
9 | 6 | 8:00 | 84.42 | 8:00 | 84
10 | 6 | 9:00 | 84.54 | 9:00 | 84.12
11 | 6 | 10:00 | 88.1 | 10:00 | 87.66
12 | 6 | 11:00 | 88.59 | 11:00 | 88.15
13 | 6 | 12:00 | 86.17 | 12:00 | 85.74
14 | 6 | 13:00 | 81.02 | 13:00 | 80.62
15 | 6 | 14:00 | 81.59 | 14:00 | 81.18
16 | 6 | 15:00 | 83.03 | 15:00 | 82.61
17 | 6 | 16:00 | 73.65 | 16:00 | 73.28
18 | 6 | 17:00 | 49 | 17:00 | 48.75
19 | 6 | 18:00 | 16.28 | 18:00 | 16.2
20 | 6 | 19:00 | 0 | 19:00 | 0
21 | 6 | 20:00 | 0 | 20:00 | 0
22 | 6 | 21:00 | 0 | 21:00 | 0
23 | 6 | 22:00 | 0 | 22:00 | 0
24 | 6 | 23:00 | 0 | 23:00 | 0
1 | 6 | 0:00 | 0 | 0:00 | 0
2 | 6 | 1:00 | 0 | 1:00 | 0
3 | 6 | 2:00 | 0 | 2:00 | 0
4 | 6 | 3:00 | 0 | 3:00 | 0
5 | 6 | 4:00 | 0 | 4:00 | 0
6 | 6 | 5:00 | 8.2 | 5:00 | 8.16
7 | 6 | 6:00 | 37.55 | 6:00 | 37.36
8 | 6 | 7:00 | 67.21 | 7:00 | 66.87
9 | 6 | 8:00 | 77.43 | 8:00 | 77.05
10 | 6 | 9:00 | 84.44 | 9:00 | 84.01
11 | 6 | 10:00 | 90.6 | 10:00 | 90.14
12 | 6 | 11:00 | 94.81 | 11:00 | 94.34
13 | 6 | 12:00 | 91.97 | 12:00 | 91.51
14 | 6 | 13:00 | 90.58 | 13:00 | 90.12
15 | 6 | 14:00 | 90.17 | 14:00 | 89.72
16 | 6 | 15:00 | 80.71 | 15:00 | 80.31
17 | 6 | 16:00 | 69.59 | 16:00 | 69.24
18 | 6 | 17:00 | 45.52 | 17:00 | 45.29
19 | 6 | 18:00 | 15.04 | 18:00 | 14.97
20 | 6 | 19:00 | 0 | 19:00 | 0
21 | 6 | 20:00 | 0 | 20:00 | 0
22 | 6 | 21:00 | 0 | 21:00 | 0
23 | 6 | 22:00 | 0 | 22:00 | 0
24 | 6 | 23:00 | 0 | 23:00 | 0
1 | 6 | 0:00 | 0 | 0:00 | 0
2 | 6 | 1:00 | 0 | 1:00 | 0
3 | 6 | 2:00 | 0 | 2:00 | 0
4 | 6 | 3:00 | 0 | 3:00 | 0
5 | 6 | 4:00 | 0 | 4:00 | 0
6 | 6 | 5:00 | 9.22 | 5:00 | 9.17
7 | 6 | 6:00 | 42.8 | 6:00 | 42.59
8 | 6 | 7:00 | 70.09 | 7:00 | 69.74
9 | 6 | 8:00 | 85.55 | 8:00 | 85.12
10 | 6 | 9:00 | 91.19 | 9:00 | 90.74
11 | 6 | 10:00 | 95.05 | 10:00 | 94.57
12 | 6 | 11:00 | 96.92 | 11:00 | 96.43
13 | 6 | 12:00 | 92.27 | 12:00 | 91.81
14 | 6 | 13:00 | 89.12 | 13:00 | 88.68
15 | 6 | 14:00 | 90.04 | 14:00 | 89.59
16 | 6 | 15:00 | 85.32 | 15:00 | 84.9
17 | 6 | 16:00 | 76.29 | 16:00 | 75.91
18 | 6 | 17:00 | 52.45 | 17:00 | 52.19
19 | 6 | 18:00 | 15.82 | 18:00 | 15.74
20 | 6 | 19:00 | 0 | 19:00 | 0
21 | 6 | 20:00 | 0 | 20:00 | 0
22 | 6 | 21:00 | 0 | 21:00 | 0
23 | 6 | 22:00 | 0 | 22:00 | 0
24 | 6 | 23:00 | 0 | 23:00 | 0
1 | 6 | 0:00 | 0 | 0:00 | 0
2 | 6 | 1:00 | 0 | 1:00 | 0
3 | 6 | 2:00 | 0 | 2:00 | 0
4 | 6 | 3:00 | 0 | 3:00 | 0
5 | 6 | 4:00 | 0 | 4:00 | 0
6 | 6 | 5:00 | 7.21 | 5:00 | 7.18
7 | 6 | 6:00 | 36.71 | 6:00 | 36.52
8 | 6 | 7:00 | 64.9 | 7:00 | 64.57
9 | 6 | 8:00 | 73.33 | 8:00 | 72.96
10 | 6 | 9:00 | 83.92 | 9:00 | 83.5
11 | 6 | 10:00 | 81.44 | 10:00 | 81.03
12 | 6 | 11:00 | 82.87 | 11:00 | 82.46
13 | 6 | 12:00 | 86.08 | 12:00 | 85.65
14 | 6 | 13:00 | 82.89 | 13:00 | 82.48
15 | 6 | 14:00 | 77.71 | 14:00 | 77.32
16 | 6 | 15:00 | 72.18 | 15:00 | 71.82
17 | 6 | 16:00 | 63.38 | 16:00 | 63.06
18 | 6 | 17:00 | 44.81 | 17:00 | 44.59
19 | 6 | 18:00 | 16.51 | 18:00 | 16.42
20 | 6 | 19:00 | 0 | 19:00 | 0
21 | 6 | 20:00 | 0 | 20:00 | 0
22 | 6 | 21:00 | 0 | 21:00 | 0
23 | 6 | 22:00 | 0 | 22:00 | 0
24 | 6 | 23:00 | 0 | 23:00 | 0
1 | 6 | 0:00 | 0 | 0:00 | 0
2 | 6 | 1:00 | 0 | 1:00 | 0
3 | 6 | 2:00 | 0 | 2:00 | 0
4 | 6 | 3:00 | 0 | 3:00 | 0
5 | 6 | 4:00 | 0 | 4:00 | 0
6 | 6 | 5:00 | 8.16 | 5:00 | 8.12
7 | 6 | 6:00 | 39.69 | 6:00 | 39.49
8 | 6 | 7:00 | 68.22 | 7:00 | 67.88
9 | 6 | 8:00 | 78.74 | 8:00 | 78.34
10 | 6 | 9:00 | 84.02 | 9:00 | 83.6
11 | 6 | 10:00 | 90.49 | 10:00 | 90.03
12 | 6 | 11:00 | 92.61 | 11:00 | 92.15
13 | 6 | 12:00 | 91.94 | 12:00 | 91.48
14 | 6 | 13:00 | 93.86 | 13:00 | 93.39
15 | 6 | 14:00 | 87.19 | 14:00 | 86.75
16 | 6 | 15:00 | 76.05 | 15:00 | 75.67
17 | 6 | 16:00 | 67.95 | 16:00 | 67.61
18 | 6 | 17:00 | 44.25 | 17:00 | 44.03
19 | 6 | 18:00 | 15.15 | 18:00 | 15.08
20 | 6 | 19:00 | 0 | 19:00 | 0
21 | 6 | 20:00 | 0 | 20:00 | 0
22 | 6 | 21:00 | 0 | 21:00 | 0
23 | 6 | 22:00 | 0 | 22:00 | 0
24 | 6 | 23:00 | 0 | 23:00 | 0
1 | 6 | 0:00 | 0 | 0:00 | 0
2 | 6 | 1:00 | 0 | 1:00 | 0
3 | 6 | 2:00 | 0 | 2:00 | 0
4 | 6 | 3:00 | 0 | 3:00 | 0
5 | 6 | 4:00 | 0 | 4:00 | 0
6 | 6 | 5:00 | 6.81 | 5:00 | 6.78
7 | 6 | 6:00 | 34.47 | 6:00 | 34.3
8 | 6 | 7:00 | 56.6 | 7:00 | 56.32
9 | 6 | 8:00 | 66.53 | 8:00 | 66.2
10 | 6 | 9:00 | 75.73 | 9:00 | 75.35
11 | 6 | 10:00 | 77.84 | 10:00 | 77.45
12 | 6 | 11:00 | 81.33 | 11:00 | 80.92
13 | 6 | 12:00 | 77.84 | 12:00 | 77.45
14 | 6 | 13:00 | 78.14 | 13:00 | 77.75
15 | 6 | 14:00 | 73.84 | 14:00 | 73.47
16 | 6 | 15:00 | 65.66 | 15:00 | 65.33
17 | 6 | 16:00 | 70.08 | 16:00 | 69.73
18 | 6 | 17:00 | 48.18 | 17:00 | 47.94
19 | 6 | 18:00 | 16.32 | 18:00 | 16.24
20 | 6 | 19:00 | 0 | 19:00 | 0
21 | 6 | 20:00 | 0 | 20:00 | 0
22 | 6 | 21:00 | 0 | 21:00 | 0
23 | 6 | 22:00 | 0 | 22:00 | 0
24 | 6 | 23:00 | 0 | 23:00 | 0
1 | 6 | 0:00 | 0 | 0:00 | 0
2 | 6 | 1:00 | 0 | 1:00 | 0
3 | 6 | 2:00 | 0 | 2:00 | 0
4 | 6 | 3:00 | 0 | 3:00 | 0
5 | 6 | 4:00 | 0 | 4:00 | 0
6 | 6 | 5:00 | 7.74 | 5:00 | 7.7
7 | 6 | 6:00 | 39 | 6:00 | 38.81
8 | 6 | 7:00 | 66.08 | 7:00 | 65.75
9 | 6 | 8:00 | 77.75 | 8:00 | 77.36
10 | 6 | 9:00 | 89.65 | 9:00 | 89.2
11 | 6 | 10:00 | 91.64 | 10:00 | 91.18
12 | 6 | 11:00 | 90.63 | 11:00 | 90.18
13 | 6 | 12:00 | 86.29 | 12:00 | 85.86
14 | 6 | 13:00 | 83.6 | 13:00 | 83.18
15 | 6 | 14:00 | 76.28 | 14:00 | 75.9
16 | 6 | 15:00 | 68.58 | 15:00 | 68.24
17 | 6 | 16:00 | 60.67 | 16:00 | 60.37
18 | 6 | 17:00 | 41.7 | 17:00 | 41.49
19 | 6 | 18:00 | 13.11 | 18:00 | 13.04
20 | 6 | 19:00 | 0 | 19:00 | 0
21 | 6 | 20:00 | 0 | 20:00 | 0
22 | 6 | 21:00 | 0 | 21:00 | 0
23 | 6 | 22:00 | 0 | 22:00 | 0
24 | 6 | 23:00 | 0 | 23:00 | 0
1 | 6 | 0:00 | 0 | 0:00 | 0
2 | 6 | 1:00 | 0 | 1:00 | 0
3 | 6 | 2:00 | 0 | 2:00 | 0
4 | 6 | 3:00 | 0 | 3:00 | 0
5 | 6 | 4:00 | 0 | 4:00 | 0
6 | 6 | 5:00 | 8.06 | 5:00 | 8.02
7 | 6 | 6:00 | 38.97 | 6:00 | 38.77
8 | 6 | 7:00 | 67.62 | 7:00 | 67.28
9 | 6 | 8:00 | 73.95 | 8:00 | 73.58
10 | 6 | 9:00 | 77.05 | 9:00 | 76.66
11 | 6 | 10:00 | 80.38 | 10:00 | 79.98
12 | 6 | 11:00 | 83.99 | 11:00 | 83.57
13 | 6 | 12:00 | 86.42 | 12:00 | 85.98
14 | 6 | 13:00 | 87.98 | 13:00 | 87.54
15 | 6 | 14:00 | 86.19 | 14:00 | 85.76
16 | 6 | 15:00 | 75.33 | 15:00 | 74.95
17 | 6 | 16:00 | 60.41 | 16:00 | 60.1
18 | 6 | 17:00 | 45.4 | 17:00 | 45.18
19 | 6 | 18:00 | 15.78 | 18:00 | 15.7
20 | 6 | 19:00 | 0 | 19:00 | 0
21 | 6 | 20:00 | 0 | 20:00 | 0
22 | 6 | 21:00 | 0 | 21:00 | 0
23 | 6 | 22:00 | 0 | 22:00 | 0
24 | 6 | 23:00 | 0 | 23:00 | 0
1 | 6 | 0:00 | 0 | 0:00 | 0
2 | 6 | 1:00 | 0 | 1:00 | 0
3 | 6 | 2:00 | 0 | 2:00 | 0
4 | 6 | 3:00 | 0 | 3:00 | 0
5 | 6 | 4:00 | 0 | 4:00 | 0
6 | 6 | 5:00 | 7.76 | 5:00 | 7.72
7 | 6 | 6:00 | 36.7 | 6:00 | 36.51
8 | 6 | 7:00 | 67.25 | 7:00 | 66.91
9 | 6 | 8:00 | 77.52 | 8:00 | 77.13
10 | 6 | 9:00 | 82.46 | 9:00 | 82.05
11 | 6 | 10:00 | 87.01 | 10:00 | 86.57
12 | 6 | 11:00 | 91.87 | 11:00 | 91.41
13 | 6 | 12:00 | 91.83 | 12:00 | 91.37
14 | 6 | 13:00 | 89.32 | 13:00 | 88.87
15 | 6 | 14:00 | 87.95 | 14:00 | 87.51
16 | 6 | 15:00 | 82.63 | 15:00 | 82.21
17 | 6 | 16:00 | 70.95 | 16:00 | 70.6
18 | 6 | 17:00 | 51.73 | 17:00 | 51.47
19 | 6 | 18:00 | 15.7 | 18:00 | 15.63
20 | 6 | 19:00 | 0 | 19:00 | 0
21 | 6 | 20:00 | 0 | 20:00 | 0
22 | 6 | 21:00 | 0 | 21:00 | 0
23 | 6 | 22:00 | 0 | 22:00 | 0
24 | 6 | 23:00 | 0 | 23:00 | 0
1 | 6 | 0:00 | 0 | 0:00 | 0
2 | 6 | 1:00 | 0 | 1:00 | 0
3 | 6 | 2:00 | 0 | 2:00 | 0
4 | 6 | 3:00 | 0 | 3:00 | 0
5 | 6 | 4:00 | 0 | 4:00 | 0
6 | 6 | 5:00 | 7.93 | 5:00 | 7.89
7 | 6 | 6:00 | 40.2 | 6:00 | 40
8 | 6 | 7:00 | 68.36 | 7:00 | 68.02
9 | 6 | 8:00 | 80.77 | 8:00 | 80.37
10 | 6 | 9:00 | 90.5 | 9:00 | 90.05
11 | 6 | 10:00 | 91.23 | 10:00 | 90.78
12 | 6 | 11:00 | 92.22 | 11:00 | 91.75
13 | 6 | 12:00 | 91.44 | 12:00 | 90.98
14 | 6 | 13:00 | 95.23 | 13:00 | 94.75
15 | 6 | 14:00 | 93.49 | 14:00 | 93.03
16 | 6 | 15:00 | 81.74 | 15:00 | 81.34
17 | 6 | 16:00 | 67.65 | 16:00 | 67.32
18 | 6 | 17:00 | 45.91 | 17:00 | 45.69
19 | 6 | 18:00 | 15.47 | 18:00 | 15.39
20 | 6 | 19:00 | 0 | 19:00 | 0
21 | 6 | 20:00 | 0 | 20:00 | 0
22 | 6 | 21:00 | 0 | 21:00 | 0
23 | 6 | 22:00 | 0 | 22:00 | 0
24 | 6 | 23:00 | 0 | 23:00 | 0
1 | 7 | 0:00 | 0 | 0:00 | 0
2 | 7 | 1:00 | 0 | 1:00 | 0
3 | 7 | 2:00 | 0 | 2:00 | 0
4 | 7 | 3:00 | 0 | 3:00 | 0
5 | 7 | 4:00 | 0 | 4:00 | 0
6 | 7 | 5:00 | 7.01 | 5:00 | 6.98
7 | 7 | 6:00 | 35.88 | 6:00 | 35.7
8 | 7 | 7:00 | 64.76 | 7:00 | 64.43
9 | 7 | 8:00 | 76.21 | 8:00 | 75.83
10 | 7 | 9:00 | 87.15 | 9:00 | 86.71
11 | 7 | 10:00 | 90.5 | 10:00 | 90.05
12 | 7 | 11:00 | 90.11 | 11:00 | 89.66
13 | 7 | 12:00 | 90.24 | 12:00 | 89.79
14 | 7 | 13:00 | 92.2 | 13:00 | 91.74
15 | 7 | 14:00 | 87.26 | 14:00 | 86.82
16 | 7 | 15:00 | 82.3 | 15:00 | 81.89
17 | 7 | 16:00 | 71.4 | 16:00 | 71.04
18 | 7 | 17:00 | 53.55 | 17:00 | 53.28
19 | 7 | 18:00 | 17.22 | 18:00 | 17.13
20 | 7 | 19:00 | 0 | 19:00 | 0
21 | 7 | 20:00 | 0 | 20:00 | 0
22 | 7 | 21:00 | 0 | 21:00 | 0
23 | 7 | 22:00 | 0 | 22:00 | 0
24 | 7 | 23:00 | 0 | 23:00 | 0
1 | 7 | 0:00 | 0 | 0:00 | 0
2 | 7 | 1:00 | 0 | 1:00 | 0
3 | 7 | 2:00 | 0 | 2:00 | 0
4 | 7 | 3:00 | 0 | 3:00 | 0
5 | 7 | 4:00 | 0 | 4:00 | 0
6 | 7 | 5:00 | 7.53 | 5:00 | 7.49
7 | 7 | 6:00 | 36.73 | 6:00 | 36.54
8 | 7 | 7:00 | 67.16 | 7:00 | 66.82
9 | 7 | 8:00 | 80.54 | 8:00 | 80.13
10 | 7 | 9:00 | 81.86 | 9:00 | 81.45
11 | 7 | 10:00 | 79.86 | 10:00 | 79.46
12 | 7 | 11:00 | 82.01 | 11:00 | 81.6
13 | 7 | 12:00 | 83.82 | 12:00 | 83.4
14 | 7 | 13:00 | 84.81 | 13:00 | 84.39
15 | 7 | 14:00 | 80.7 | 14:00 | 80.29
16 | 7 | 15:00 | 81.03 | 15:00 | 80.62
17 | 7 | 16:00 | 68.36 | 16:00 | 68.01
18 | 7 | 17:00 | 49.36 | 17:00 | 49.11
19 | 7 | 18:00 | 16.21 | 18:00 | 16.13
20 | 7 | 19:00 | 0 | 19:00 | 0
21 | 7 | 20:00 | 0 | 20:00 | 0
22 | 7 | 21:00 | 0 | 21:00 | 0
23 | 7 | 22:00 | 0 | 22:00 | 0
24 | 7 | 23:00 | 0 | 23:00 | 0
1 | 7 | 0:00 | 0 | 0:00 | 0
2 | 7 | 1:00 | 0 | 1:00 | 0
3 | 7 | 2:00 | 0 | 2:00 | 0
4 | 7 | 3:00 | 0 | 3:00 | 0
5 | 7 | 4:00 | 0 | 4:00 | 0
6 | 7 | 5:00 | 7.24 | 5:00 | 7.2
7 | 7 | 6:00 | 35.44 | 6:00 | 35.27
8 | 7 | 7:00 | 63.34 | 7:00 | 63.02
9 | 7 | 8:00 | 73.04 | 8:00 | 72.67
10 | 7 | 9:00 | 79.27 | 9:00 | 78.87
11 | 7 | 10:00 | 84.13 | 10:00 | 83.71
12 | 7 | 11:00 | 84.18 | 11:00 | 83.76
13 | 7 | 12:00 | 82.49 | 12:00 | 82.08
14 | 7 | 13:00 | 82.95 | 13:00 | 82.53
15 | 7 | 14:00 | 85.95 | 14:00 | 85.52
16 | 7 | 15:00 | 80.52 | 15:00 | 80.12
17 | 7 | 16:00 | 71.18 | 16:00 | 70.82
18 | 7 | 17:00 | 48.56 | 17:00 | 48.32
19 | 7 | 18:00 | 15.02 | 18:00 | 14.94
20 | 7 | 19:00 | 0 | 19:00 | 0
21 | 7 | 20:00 | 0 | 20:00 | 0
22 | 7 | 21:00 | 0 | 21:00 | 0
23 | 7 | 22:00 | 0 | 22:00 | 0
24 | 7 | 23:00 | 0 | 23:00 | 0
1 | 7 | 0:00 | 0 | 0:00 | 0
2 | 7 | 1:00 | 0 | 1:00 | 0
3 | 7 | 2:00 | 0 | 2:00 | 0
4 | 7 | 3:00 | 0 | 3:00 | 0
5 | 7 | 4:00 | 0 | 4:00 | 0
6 | 7 | 5:00 | 7.49 | 5:00 | 7.45
7 | 7 | 6:00 | 40.53 | 6:00 | 40.32
8 | 7 | 7:00 | 69.46 | 7:00 | 69.12
9 | 7 | 8:00 | 76.03 | 8:00 | 75.65
10 | 7 | 9:00 | 78.4 | 9:00 | 78
11 | 7 | 10:00 | 87.38 | 10:00 | 86.95
12 | 7 | 11:00 | 90.87 | 11:00 | 90.42
13 | 7 | 12:00 | 85.21 | 12:00 | 84.78
14 | 7 | 13:00 | 88.69 | 13:00 | 88.25
15 | 7 | 14:00 | 82.11 | 14:00 | 81.7
16 | 7 | 15:00 | 72.48 | 15:00 | 72.11
17 | 7 | 16:00 | 66.44 | 16:00 | 66.11
18 | 7 | 17:00 | 46.46 | 17:00 | 46.23
19 | 7 | 18:00 | 13.75 | 18:00 | 13.68
20 | 7 | 19:00 | 0 | 19:00 | 0
21 | 7 | 20:00 | 0 | 20:00 | 0
22 | 7 | 21:00 | 0 | 21:00 | 0
23 | 7 | 22:00 | 0 | 22:00 | 0
24 | 7 | 23:00 | 0 | 23:00 | 0
1 | 7 | 0:00 | 0 | 0:00 | 0
2 | 7 | 1:00 | 0 | 1:00 | 0
3 | 7 | 2:00 | 0 | 2:00 | 0
4 | 7 | 3:00 | 0 | 3:00 | 0
5 | 7 | 4:00 | 0 | 4:00 | 0
6 | 7 | 5:00 | 7.51 | 5:00 | 7.47
7 | 7 | 6:00 | 40.61 | 6:00 | 40.41
8 | 7 | 7:00 | 69.57 | 7:00 | 69.22
9 | 7 | 8:00 | 78.07 | 8:00 | 77.68
10 | 7 | 9:00 | 81.24 | 9:00 | 80.83
11 | 7 | 10:00 | 80.79 | 10:00 | 80.38
12 | 7 | 11:00 | 81.48 | 11:00 | 81.07
13 | 7 | 12:00 | 84.22 | 12:00 | 83.8
14 | 7 | 13:00 | 92.24 | 13:00 | 91.78
15 | 7 | 14:00 | 90.91 | 14:00 | 90.45
16 | 7 | 15:00 | 91.77 | 15:00 | 91.31
17 | 7 | 16:00 | 80.16 | 16:00 | 79.76
18 | 7 | 17:00 | 54.56 | 17:00 | 54.29
19 | 7 | 18:00 | 16.86 | 18:00 | 16.77
20 | 7 | 19:00 | 0 | 19:00 | 0
21 | 7 | 20:00 | 0 | 20:00 | 0
22 | 7 | 21:00 | 0 | 21:00 | 0
23 | 7 | 22:00 | 0 | 22:00 | 0
24 | 7 | 23:00 | 0 | 23:00 | 0
1 | 7 | 0:00 | 0 | 0:00 | 0
2 | 7 | 1:00 | 0 | 1:00 | 0
3 | 7 | 2:00 | 0 | 2:00 | 0
4 | 7 | 3:00 | 0 | 3:00 | 0
5 | 7 | 4:00 | 0 | 4:00 | 0
6 | 7 | 5:00 | 6.51 | 5:00 | 6.48
7 | 7 | 6:00 | 40.89 | 6:00 | 40.69
8 | 7 | 7:00 | 75.18 | 7:00 | 74.8
9 | 7 | 8:00 | 87.59 | 8:00 | 87.15
10 | 7 | 9:00 | 91.39 | 9:00 | 90.94
11 | 7 | 10:00 | 94.15 | 10:00 | 93.68
12 | 7 | 11:00 | 95.63 | 11:00 | 95.15
13 | 7 | 12:00 | 94.21 | 12:00 | 93.74
14 | 7 | 13:00 | 93.88 | 13:00 | 93.41
15 | 7 | 14:00 | 91.74 | 14:00 | 91.28
16 | 7 | 15:00 | 82.44 | 15:00 | 82.03
17 | 7 | 16:00 | 72.09 | 16:00 | 71.73
18 | 7 | 17:00 | 48.32 | 17:00 | 48.07
19 | 7 | 18:00 | 15.68 | 18:00 | 15.6
20 | 7 | 19:00 | 0 | 19:00 | 0
21 | 7 | 20:00 | 0 | 20:00 | 0
22 | 7 | 21:00 | 0 | 21:00 | 0
23 | 7 | 22:00 | 0 | 22:00 | 0
24 | 7 | 23:00 | 0 | 23:00 | 0
1 | 7 | 0:00 | 0 | 0:00 | 0
2 | 7 | 1:00 | 0 | 1:00 | 0
3 | 7 | 2:00 | 0 | 2:00 | 0
4 | 7 | 3:00 | 0 | 3:00 | 0
5 | 7 | 4:00 | 0 | 4:00 | 0
6 | 7 | 5:00 | 6.04 | 5:00 | 6.01
7 | 7 | 6:00 | 34.13 | 6:00 | 33.96
8 | 7 | 7:00 | 63.18 | 7:00 | 62.87
9 | 7 | 8:00 | 68.04 | 8:00 | 67.7
10 | 7 | 9:00 | 74.57 | 9:00 | 74.19
11 | 7 | 10:00 | 77.38 | 10:00 | 76.99
12 | 7 | 11:00 | 79.45 | 11:00 | 79.05
13 | 7 | 12:00 | 81.44 | 12:00 | 81.03
14 | 7 | 13:00 | 81.05 | 13:00 | 80.64
15 | 7 | 14:00 | 80.99 | 14:00 | 80.58
16 | 7 | 15:00 | 78.11 | 15:00 | 77.72
17 | 7 | 16:00 | 64.93 | 16:00 | 64.6
18 | 7 | 17:00 | 44.93 | 17:00 | 44.7
19 | 7 | 18:00 | 13.9 | 18:00 | 13.83
20 | 7 | 19:00 | 0 | 19:00 | 0
21 | 7 | 20:00 | 0 | 20:00 | 0
22 | 7 | 21:00 | 0 | 21:00 | 0
23 | 7 | 22:00 | 0 | 22:00 | 0
24 | 7 | 23:00 | 0 | 23:00 | 0
1 | 7 | 0:00 | 0 | 0:00 | 0
2 | 7 | 1:00 | 0 | 1:00 | 0
3 | 7 | 2:00 | 0 | 2:00 | 0
4 | 7 | 3:00 | 0 | 3:00 | 0
5 | 7 | 4:00 | 0 | 4:00 | 0
6 | 7 | 5:00 | 5.65 | 5:00 | 5.62
7 | 7 | 6:00 | 30.99 | 6:00 | 30.83
8 | 7 | 7:00 | 53.36 | 7:00 | 53.09
9 | 7 | 8:00 | 67.02 | 8:00 | 66.69
10 | 7 | 9:00 | 78.56 | 9:00 | 78.16
11 | 7 | 10:00 | 81.32 | 10:00 | 80.91
12 | 7 | 11:00 | 81.24 | 11:00 | 80.83
13 | 7 | 12:00 | 84.54 | 12:00 | 84.12
14 | 7 | 13:00 | 85.47 | 13:00 | 85.04
15 | 7 | 14:00 | 78.07 | 14:00 | 77.68
16 | 7 | 15:00 | 66.32 | 15:00 | 65.98
17 | 7 | 16:00 | 51.1 | 16:00 | 50.84
18 | 7 | 17:00 | 32.74 | 17:00 | 32.58
19 | 7 | 18:00 | 11.15 | 18:00 | 11.1
20 | 7 | 19:00 | 0 | 19:00 | 0
21 | 7 | 20:00 | 0 | 20:00 | 0
22 | 7 | 21:00 | 0 | 21:00 | 0
23 | 7 | 22:00 | 0 | 22:00 | 0
24 | 7 | 23:00 | 0 | 23:00 | 0
1 | 7 | 0:00 | 0 | 0:00 | 0
2 | 7 | 1:00 | 0 | 1:00 | 0
3 | 7 | 2:00 | 0 | 2:00 | 0
4 | 7 | 3:00 | 0 | 3:00 | 0
5 | 7 | 4:00 | 0 | 4:00 | 0
6 | 7 | 5:00 | 5.37 | 5:00 | 5.34
7 | 7 | 6:00 | 34.13 | 6:00 | 33.96
8 | 7 | 7:00 | 60.45 | 7:00 | 60.15
9 | 7 | 8:00 | 71.57 | 8:00 | 71.21
10 | 7 | 9:00 | 78.12 | 9:00 | 77.73
11 | 7 | 10:00 | 85.21 | 10:00 | 84.79
12 | 7 | 11:00 | 86.31 | 11:00 | 85.88
13 | 7 | 12:00 | 86.94 | 12:00 | 86.5
14 | 7 | 13:00 | 82.81 | 13:00 | 82.4
15 | 7 | 14:00 | 87.02 | 14:00 | 86.58
16 | 7 | 15:00 | 82.33 | 15:00 | 81.92
17 | 7 | 16:00 | 72.65 | 16:00 | 72.29
18 | 7 | 17:00 | 51.44 | 17:00 | 51.19
19 | 7 | 18:00 | 16.56 | 18:00 | 16.48
20 | 7 | 19:00 | 0 | 19:00 | 0
21 | 7 | 20:00 | 0 | 20:00 | 0
22 | 7 | 21:00 | 0 | 21:00 | 0
23 | 7 | 22:00 | 0 | 22:00 | 0
24 | 7 | 23:00 | 0 | 23:00 | 0
1 | 7 | 0:00 | 0 | 0:00 | 0
2 | 7 | 1:00 | 0 | 1:00 | 0
3 | 7 | 2:00 | 0 | 2:00 | 0
4 | 7 | 3:00 | 0 | 3:00 | 0
5 | 7 | 4:00 | 0 | 4:00 | 0
6 | 7 | 5:00 | 6.41 | 5:00 | 6.37
7 | 7 | 6:00 | 38.68 | 6:00 | 38.49
8 | 7 | 7:00 | 70.19 | 7:00 | 69.84
9 | 7 | 8:00 | 77.74 | 8:00 | 77.35
10 | 7 | 9:00 | 85.51 | 9:00 | 85.08
11 | 7 | 10:00 | 89.53 | 10:00 | 89.09
12 | 7 | 11:00 | 87.6 | 11:00 | 87.16
13 | 7 | 12:00 | 82.46 | 12:00 | 82.05
14 | 7 | 13:00 | 84.93 | 13:00 | 84.5
15 | 7 | 14:00 | 85.57 | 14:00 | 85.14
16 | 7 | 15:00 | 75.24 | 15:00 | 74.87
17 | 7 | 16:00 | 64.04 | 16:00 | 63.72
18 | 7 | 17:00 | 41.4 | 17:00 | 41.19
19 | 7 | 18:00 | 12.16 | 18:00 | 12.1
20 | 7 | 19:00 | 0 | 19:00 | 0
21 | 7 | 20:00 | 0 | 20:00 | 0
22 | 7 | 21:00 | 0 | 21:00 | 0
23 | 7 | 22:00 | 0 | 22:00 | 0
24 | 7 | 23:00 | 0 | 23:00 | 0
1 | 7 | 0:00 | 0 | 0:00 | 0
2 | 7 | 1:00 | 0 | 1:00 | 0
3 | 7 | 2:00 | 0 | 2:00 | 0
4 | 7 | 3:00 | 0 | 3:00 | 0
5 | 7 | 4:00 | 0 | 4:00 | 0
6 | 7 | 5:00 | 5.17 | 5:00 | 5.15
7 | 7 | 6:00 | 30.44 | 6:00 | 30.29
8 | 7 | 7:00 | 53.4 | 7:00 | 53.13
9 | 7 | 8:00 | 59.59 | 8:00 | 59.3
10 | 7 | 9:00 | 66.8 | 9:00 | 66.47
11 | 7 | 10:00 | 76.73 | 10:00 | 76.34
12 | 7 | 11:00 | 78.98 | 11:00 | 78.58
13 | 7 | 12:00 | 77.77 | 12:00 | 77.38
14 | 7 | 13:00 | 81.06 | 13:00 | 80.65
15 | 7 | 14:00 | 79.35 | 14:00 | 78.96
16 | 7 | 15:00 | 69.38 | 15:00 | 69.03
17 | 7 | 16:00 | 59.99 | 16:00 | 59.69
18 | 7 | 17:00 | 39.02 | 17:00 | 38.83
19 | 7 | 18:00 | 14.72 | 18:00 | 14.64
20 | 7 | 19:00 | 0 | 19:00 | 0
21 | 7 | 20:00 | 0 | 20:00 | 0
22 | 7 | 21:00 | 0 | 21:00 | 0
23 | 7 | 22:00 | 0 | 22:00 | 0
24 | 7 | 23:00 | 0 | 23:00 | 0
1 | 7 | 0:00 | 0 | 0:00 | 0
2 | 7 | 1:00 | 0 | 1:00 | 0
3 | 7 | 2:00 | 0 | 2:00 | 0
4 | 7 | 3:00 | 0 | 3:00 | 0
5 | 7 | 4:00 | 0 | 4:00 | 0
6 | 7 | 5:00 | 4.85 | 5:00 | 4.83
7 | 7 | 6:00 | 30.37 | 6:00 | 30.22
8 | 7 | 7:00 | 55.88 | 7:00 | 55.6
9 | 7 | 8:00 | 69.08 | 8:00 | 68.74
10 | 7 | 9:00 | 71.76 | 9:00 | 71.4
11 | 7 | 10:00 | 80.93 | 10:00 | 80.53
12 | 7 | 11:00 | 82.43 | 11:00 | 82.02
13 | 7 | 12:00 | 79.67 | 12:00 | 79.28
14 | 7 | 13:00 | 83.5 | 13:00 | 83.08
15 | 7 | 14:00 | 83.7 | 14:00 | 83.29
16 | 7 | 15:00 | 74.39 | 15:00 | 74.02
17 | 7 | 16:00 | 65.56 | 16:00 | 65.23
18 | 7 | 17:00 | 45.91 | 17:00 | 45.68
19 | 7 | 18:00 | 15.66 | 18:00 | 15.58
20 | 7 | 19:00 | 0 | 19:00 | 0
21 | 7 | 20:00 | 0 | 20:00 | 0
22 | 7 | 21:00 | 0 | 21:00 | 0
23 | 7 | 22:00 | 0 | 22:00 | 0
24 | 7 | 23:00 | 0 | 23:00 | 0
1 | 7 | 0:00 | 0 | 0:00 | 0
2 | 7 | 1:00 | 0 | 1:00 | 0
3 | 7 | 2:00 | 0 | 2:00 | 0
4 | 7 | 3:00 | 0 | 3:00 | 0
5 | 7 | 4:00 | 0 | 4:00 | 0
6 | 7 | 5:00 | 6.23 | 5:00 | 6.19
7 | 7 | 6:00 | 40.24 | 6:00 | 40.04
8 | 7 | 7:00 | 66.55 | 7:00 | 66.21
9 | 7 | 8:00 | 77.87 | 8:00 | 77.48
10 | 7 | 9:00 | 86.47 | 9:00 | 86.03
11 | 7 | 10:00 | 88.88 | 10:00 | 88.44
12 | 7 | 11:00 | 93.05 | 11:00 | 92.58
13 | 7 | 12:00 | 96.43 | 12:00 | 95.94
14 | 7 | 13:00 | 91.61 | 13:00 | 91.15
15 | 7 | 14:00 | 89.47 | 14:00 | 89.02
16 | 7 | 15:00 | 83.02 | 15:00 | 82.61
17 | 7 | 16:00 | 70.48 | 16:00 | 70.13
18 | 7 | 17:00 | 47.65 | 17:00 | 47.41
19 | 7 | 18:00 | 14.48 | 18:00 | 14.41
20 | 7 | 19:00 | 0 | 19:00 | 0
21 | 7 | 20:00 | 0 | 20:00 | 0
22 | 7 | 21:00 | 0 | 21:00 | 0
23 | 7 | 22:00 | 0 | 22:00 | 0
24 | 7 | 23:00 | 0 | 23:00 | 0
1 | 7 | 0:00 | 0 | 0:00 | 0
2 | 7 | 1:00 | 0 | 1:00 | 0
3 | 7 | 2:00 | 0 | 2:00 | 0
4 | 7 | 3:00 | 0 | 3:00 | 0
5 | 7 | 4:00 | 0 | 4:00 | 0
6 | 7 | 5:00 | 5.94 | 5:00 | 5.91
7 | 7 | 6:00 | 37.82 | 6:00 | 37.63
8 | 7 | 7:00 | 67.87 | 7:00 | 67.53
9 | 7 | 8:00 | 79.89 | 8:00 | 79.49
10 | 7 | 9:00 | 82.86 | 9:00 | 82.44
11 | 7 | 10:00 | 86.75 | 10:00 | 86.32
12 | 7 | 11:00 | 91.36 | 11:00 | 90.9
13 | 7 | 12:00 | 91.63 | 12:00 | 91.17
14 | 7 | 13:00 | 89.46 | 13:00 | 89.01
15 | 7 | 14:00 | 86.83 | 14:00 | 86.39
16 | 7 | 15:00 | 81.79 | 15:00 | 81.38
17 | 7 | 16:00 | 65.69 | 16:00 | 65.36
18 | 7 | 17:00 | 39.86 | 17:00 | 39.66
19 | 7 | 18:00 | 14.04 | 18:00 | 13.97
20 | 7 | 19:00 | 0 | 19:00 | 0
21 | 7 | 20:00 | 0 | 20:00 | 0
22 | 7 | 21:00 | 0 | 21:00 | 0
23 | 7 | 22:00 | 0 | 22:00 | 0
24 | 7 | 23:00 | 0 | 23:00 | 0
1 | 7 | 0:00 | 0 | 0:00 | 0
2 | 7 | 1:00 | 0 | 1:00 | 0
3 | 7 | 2:00 | 0 | 2:00 | 0
4 | 7 | 3:00 | 0 | 3:00 | 0
5 | 7 | 4:00 | 0 | 4:00 | 0
6 | 7 | 5:00 | 5.35 | 5:00 | 5.32
7 | 7 | 6:00 | 37.56 | 6:00 | 37.38
8 | 7 | 7:00 | 68.32 | 7:00 | 67.98
9 | 7 | 8:00 | 72.61 | 8:00 | 72.25
10 | 7 | 9:00 | 78.88 | 9:00 | 78.48
11 | 7 | 10:00 | 86.77 | 10:00 | 86.34
12 | 7 | 11:00 | 92.11 | 11:00 | 91.65
13 | 7 | 12:00 | 87.81 | 12:00 | 87.37
14 | 7 | 13:00 | 86.44 | 13:00 | 86.01
15 | 7 | 14:00 | 85.65 | 14:00 | 85.22
16 | 7 | 15:00 | 80.24 | 15:00 | 79.84
17 | 7 | 16:00 | 74.17 | 16:00 | 73.8
18 | 7 | 17:00 | 50.45 | 17:00 | 50.2
19 | 7 | 18:00 | 15.69 | 18:00 | 15.61
20 | 7 | 19:00 | 0 | 19:00 | 0
21 | 7 | 20:00 | 0 | 20:00 | 0
22 | 7 | 21:00 | 0 | 21:00 | 0
23 | 7 | 22:00 | 0 | 22:00 | 0
24 | 7 | 23:00 | 0 | 23:00 | 0
1 | 7 | 0:00 | 0 | 0:00 | 0
2 | 7 | 1:00 | 0 | 1:00 | 0
3 | 7 | 2:00 | 0 | 2:00 | 0
4 | 7 | 3:00 | 0 | 3:00 | 0
5 | 7 | 4:00 | 0 | 4:00 | 0
6 | 7 | 5:00 | 5.44 | 5:00 | 5.41
7 | 7 | 6:00 | 37.25 | 6:00 | 37.07
8 | 7 | 7:00 | 69.12 | 7:00 | 68.77
9 | 7 | 8:00 | 78.6 | 8:00 | 78.2
10 | 7 | 9:00 | 86.03 | 9:00 | 85.6
11 | 7 | 10:00 | 89.82 | 10:00 | 89.37
12 | 7 | 11:00 | 90.13 | 11:00 | 89.68
13 | 7 | 12:00 | 93.13 | 12:00 | 92.66
14 | 7 | 13:00 | 91.56 | 13:00 | 91.1
15 | 7 | 14:00 | 87.56 | 14:00 | 87.12
16 | 7 | 15:00 | 84.29 | 15:00 | 83.87
17 | 7 | 16:00 | 76.93 | 16:00 | 76.54
18 | 7 | 17:00 | 52.01 | 17:00 | 51.75
19 | 7 | 18:00 | 15.11 | 18:00 | 15.04
20 | 7 | 19:00 | 0 | 19:00 | 0
21 | 7 | 20:00 | 0 | 20:00 | 0
22 | 7 | 21:00 | 0 | 21:00 | 0
23 | 7 | 22:00 | 0 | 22:00 | 0
24 | 7 | 23:00 | 0 | 23:00 | 0
1 | 7 | 0:00 | 0 | 0:00 | 0
2 | 7 | 1:00 | 0 | 1:00 | 0
3 | 7 | 2:00 | 0 | 2:00 | 0
4 | 7 | 3:00 | 0 | 3:00 | 0
5 | 7 | 4:00 | 0 | 4:00 | 0
6 | 7 | 5:00 | 5.07 | 5:00 | 5.05
7 | 7 | 6:00 | 36.58 | 6:00 | 36.4
8 | 7 | 7:00 | 67.26 | 7:00 | 66.92
9 | 7 | 8:00 | 80.68 | 8:00 | 80.27
10 | 7 | 9:00 | 86.07 | 9:00 | 85.64
11 | 7 | 10:00 | 93.04 | 10:00 | 92.57
12 | 7 | 11:00 | 92.02 | 11:00 | 91.56
13 | 7 | 12:00 | 86.64 | 12:00 | 86.21
14 | 7 | 13:00 | 81.13 | 13:00 | 80.73
15 | 7 | 14:00 | 85.67 | 14:00 | 85.24
16 | 7 | 15:00 | 83.88 | 15:00 | 83.46
17 | 7 | 16:00 | 72.83 | 16:00 | 72.47
18 | 7 | 17:00 | 48.74 | 17:00 | 48.5
19 | 7 | 18:00 | 16.35 | 18:00 | 16.27
20 | 7 | 19:00 | 0 | 19:00 | 0
21 | 7 | 20:00 | 0 | 20:00 | 0
22 | 7 | 21:00 | 0 | 21:00 | 0
23 | 7 | 22:00 | 0 | 22:00 | 0
24 | 7 | 23:00 | 0 | 23:00 | 0
1 | 7 | 0:00 | 0 | 0:00 | 0
2 | 7 | 1:00 | 0 | 1:00 | 0
3 | 7 | 2:00 | 0 | 2:00 | 0
4 | 7 | 3:00 | 0 | 3:00 | 0
5 | 7 | 4:00 | 0 | 4:00 | 0
6 | 7 | 5:00 | 5.17 | 5:00 | 5.14
7 | 7 | 6:00 | 40.6 | 6:00 | 40.39
8 | 7 | 7:00 | 80.95 | 7:00 | 80.55
9 | 7 | 8:00 | 94.05 | 8:00 | 93.58
10 | 7 | 9:00 | 95.11 | 9:00 | 94.64
11 | 7 | 10:00 | 95.41 | 10:00 | 94.93
12 | 7 | 11:00 | 94.18 | 11:00 | 93.71
13 | 7 | 12:00 | 89.37 | 12:00 | 88.93
14 | 7 | 13:00 | 89.01 | 13:00 | 88.56
15 | 7 | 14:00 | 88.92 | 14:00 | 88.48
16 | 7 | 15:00 | 87.99 | 15:00 | 87.55
17 | 7 | 16:00 | 75.38 | 16:00 | 75
18 | 7 | 17:00 | 46.29 | 17:00 | 46.05
19 | 7 | 18:00 | 13.48 | 18:00 | 13.42
20 | 7 | 19:00 | 0 | 19:00 | 0
21 | 7 | 20:00 | 0 | 20:00 | 0
22 | 7 | 21:00 | 0 | 21:00 | 0
23 | 7 | 22:00 | 0 | 22:00 | 0
24 | 7 | 23:00 | 0 | 23:00 | 0
1 | 7 | 0:00 | 0 | 0:00 | 0
2 | 7 | 1:00 | 0 | 1:00 | 0
3 | 7 | 2:00 | 0 | 2:00 | 0
4 | 7 | 3:00 | 0 | 3:00 | 0
5 | 7 | 4:00 | 0 | 4:00 | 0
6 | 7 | 5:00 | 4.37 | 5:00 | 4.35
7 | 7 | 6:00 | 36.07 | 6:00 | 35.89
8 | 7 | 7:00 | 74.53 | 7:00 | 74.16
9 | 7 | 8:00 | 83.63 | 8:00 | 83.21
10 | 7 | 9:00 | 84.59 | 9:00 | 84.17
11 | 7 | 10:00 | 87.39 | 10:00 | 86.96
12 | 7 | 11:00 | 89.52 | 11:00 | 89.07
13 | 7 | 12:00 | 82.45 | 12:00 | 82.04
14 | 7 | 13:00 | 84.37 | 13:00 | 83.95
15 | 7 | 14:00 | 85.34 | 14:00 | 84.92
16 | 7 | 15:00 | 77.94 | 15:00 | 77.55
17 | 7 | 16:00 | 73.71 | 16:00 | 73.34
18 | 7 | 17:00 | 52.09 | 17:00 | 51.83
19 | 7 | 18:00 | 13.39 | 18:00 | 13.32
20 | 7 | 19:00 | 0 | 19:00 | 0
21 | 7 | 20:00 | 0 | 20:00 | 0
22 | 7 | 21:00 | 0 | 21:00 | 0
23 | 7 | 22:00 | 0 | 22:00 | 0
24 | 7 | 23:00 | 0 | 23:00 | 0
1 | 7 | 0:00 | 0 | 0:00 | 0
2 | 7 | 1:00 | 0 | 1:00 | 0
3 | 7 | 2:00 | 0 | 2:00 | 0
4 | 7 | 3:00 | 0 | 3:00 | 0
5 | 7 | 4:00 | 0 | 4:00 | 0
6 | 7 | 5:00 | 4.31 | 5:00 | 4.29
7 | 7 | 6:00 | 33.71 | 6:00 | 33.54
8 | 7 | 7:00 | 61.99 | 7:00 | 61.68
9 | 7 | 8:00 | 77.92 | 8:00 | 77.53
10 | 7 | 9:00 | 87.6 | 9:00 | 87.16
11 | 7 | 10:00 | 88.87 | 10:00 | 88.43
12 | 7 | 11:00 | 87.22 | 11:00 | 86.78
13 | 7 | 12:00 | 79.68 | 12:00 | 79.28
14 | 7 | 13:00 | 79.02 | 13:00 | 78.62
15 | 7 | 14:00 | 83.86 | 14:00 | 83.44
16 | 7 | 15:00 | 83.03 | 15:00 | 82.61
17 | 7 | 16:00 | 63.37 | 16:00 | 63.05
18 | 7 | 17:00 | 45.19 | 17:00 | 44.97
19 | 7 | 18:00 | 14.6 | 18:00 | 14.52
20 | 7 | 19:00 | 0 | 19:00 | 0
21 | 7 | 20:00 | 0 | 20:00 | 0
22 | 7 | 21:00 | 0 | 21:00 | 0
23 | 7 | 22:00 | 0 | 22:00 | 0
24 | 7 | 23:00 | 0 | 23:00 | 0
1 | 7 | 0:00 | 0 | 0:00 | 0
2 | 7 | 1:00 | 0 | 1:00 | 0
3 | 7 | 2:00 | 0 | 2:00 | 0
4 | 7 | 3:00 | 0 | 3:00 | 0
5 | 7 | 4:00 | 0 | 4:00 | 0
6 | 7 | 5:00 | 4.68 | 5:00 | 4.66
7 | 7 | 6:00 | 38.73 | 6:00 | 38.54
8 | 7 | 7:00 | 76.86 | 7:00 | 76.47
9 | 7 | 8:00 | 82.75 | 8:00 | 82.33
10 | 7 | 9:00 | 85.52 | 9:00 | 85.09
11 | 7 | 10:00 | 95.26 | 10:00 | 94.78
12 | 7 | 11:00 | 95.83 | 11:00 | 95.35
13 | 7 | 12:00 | 96.38 | 12:00 | 95.9
14 | 7 | 13:00 | 93.76 | 13:00 | 93.29
15 | 7 | 14:00 | 85.99 | 14:00 | 85.56
16 | 7 | 15:00 | 77.3 | 15:00 | 76.91
17 | 7 | 16:00 | 65.93 | 16:00 | 65.6
18 | 7 | 17:00 | 42.89 | 17:00 | 42.68
19 | 7 | 18:00 | 12.74 | 18:00 | 12.67
20 | 7 | 19:00 | 0 | 19:00 | 0
21 | 7 | 20:00 | 0 | 20:00 | 0
22 | 7 | 21:00 | 0 | 21:00 | 0
23 | 7 | 22:00 | 0 | 22:00 | 0
24 | 7 | 23:00 | 0 | 23:00 | 0
1 | 7 | 0:00 | 0 | 0:00 | 0
2 | 7 | 1:00 | 0 | 1:00 | 0
3 | 7 | 2:00 | 0 | 2:00 | 0
4 | 7 | 3:00 | 0 | 3:00 | 0
5 | 7 | 4:00 | 0 | 4:00 | 0
6 | 7 | 5:00 | 4.56 | 5:00 | 4.54
7 | 7 | 6:00 | 35.24 | 6:00 | 35.06
8 | 7 | 7:00 | 68.77 | 7:00 | 68.42
9 | 7 | 8:00 | 78.58 | 8:00 | 78.19
10 | 7 | 9:00 | 87.21 | 9:00 | 86.77
11 | 7 | 10:00 | 89.73 | 10:00 | 89.28
12 | 7 | 11:00 | 91.52 | 11:00 | 91.06
13 | 7 | 12:00 | 84.95 | 12:00 | 84.52
14 | 7 | 13:00 | 86.36 | 13:00 | 85.93
15 | 7 | 14:00 | 82.48 | 14:00 | 82.07
16 | 7 | 15:00 | 78.55 | 15:00 | 78.16
17 | 7 | 16:00 | 74.35 | 16:00 | 73.97
18 | 7 | 17:00 | 51.03 | 17:00 | 50.77
19 | 7 | 18:00 | 14.59 | 18:00 | 14.52
20 | 7 | 19:00 | 0 | 19:00 | 0
21 | 7 | 20:00 | 0 | 20:00 | 0
22 | 7 | 21:00 | 0 | 21:00 | 0
23 | 7 | 22:00 | 0 | 22:00 | 0
24 | 7 | 23:00 | 0 | 23:00 | 0
1 | 7 | 0:00 | 0 | 0:00 | 0
2 | 7 | 1:00 | 0 | 1:00 | 0
3 | 7 | 2:00 | 0 | 2:00 | 0
4 | 7 | 3:00 | 0 | 3:00 | 0
5 | 7 | 4:00 | 0 | 4:00 | 0
6 | 7 | 5:00 | 4.39 | 5:00 | 4.37
7 | 7 | 6:00 | 38.92 | 6:00 | 38.73
8 | 7 | 7:00 | 78.83 | 7:00 | 78.43
9 | 7 | 8:00 | 87.91 | 8:00 | 87.47
10 | 7 | 9:00 | 92.55 | 9:00 | 92.09
11 | 7 | 10:00 | 93.42 | 10:00 | 92.95
12 | 7 | 11:00 | 93.2 | 11:00 | 92.73
13 | 7 | 12:00 | 89.62 | 12:00 | 89.17
14 | 7 | 13:00 | 89.4 | 13:00 | 88.95
15 | 7 | 14:00 | 84.54 | 14:00 | 84.11
16 | 7 | 15:00 | 79.02 | 15:00 | 78.62
17 | 7 | 16:00 | 70.87 | 16:00 | 70.52
18 | 7 | 17:00 | 47.94 | 17:00 | 47.7
19 | 7 | 18:00 | 13.25 | 18:00 | 13.18
20 | 7 | 19:00 | 0 | 19:00 | 0
21 | 7 | 20:00 | 0 | 20:00 | 0
22 | 7 | 21:00 | 0 | 21:00 | 0
23 | 7 | 22:00 | 0 | 22:00 | 0
24 | 7 | 23:00 | 0 | 23:00 | 0
1 | 7 | 0:00 | 0 | 0:00 | 0
2 | 7 | 1:00 | 0 | 1:00 | 0
3 | 7 | 2:00 | 0 | 2:00 | 0
4 | 7 | 3:00 | 0 | 3:00 | 0
5 | 7 | 4:00 | 0 | 4:00 | 0
6 | 7 | 5:00 | 4.21 | 5:00 | 4.19
7 | 7 | 6:00 | 36.45 | 6:00 | 36.27
8 | 7 | 7:00 | 73.89 | 7:00 | 73.52
9 | 7 | 8:00 | 81.31 | 8:00 | 80.91
10 | 7 | 9:00 | 86.15 | 9:00 | 85.72
11 | 7 | 10:00 | 87.29 | 10:00 | 86.85
12 | 7 | 11:00 | 85.63 | 11:00 | 85.2
13 | 7 | 12:00 | 88.38 | 12:00 | 87.94
14 | 7 | 13:00 | 90.59 | 13:00 | 90.14
15 | 7 | 14:00 | 87.11 | 14:00 | 86.67
16 | 7 | 15:00 | 83.16 | 15:00 | 82.75
17 | 7 | 16:00 | 76.15 | 16:00 | 75.77
18 | 7 | 17:00 | 50.55 | 17:00 | 50.29
19 | 7 | 18:00 | 13.38 | 18:00 | 13.31
20 | 7 | 19:00 | 0 | 19:00 | 0
21 | 7 | 20:00 | 0 | 20:00 | 0
22 | 7 | 21:00 | 0 | 21:00 | 0
23 | 7 | 22:00 | 0 | 22:00 | 0
24 | 7 | 23:00 | 0 | 23:00 | 0
1 | 7 | 0:00 | 0 | 0:00 | 0
2 | 7 | 1:00 | 0 | 1:00 | 0
3 | 7 | 2:00 | 0 | 2:00 | 0
4 | 7 | 3:00 | 0 | 3:00 | 0
5 | 7 | 4:00 | 0 | 4:00 | 0
6 | 7 | 5:00 | 3.37 | 5:00 | 3.36
7 | 7 | 6:00 | 30.82 | 6:00 | 30.67
8 | 7 | 7:00 | 62.06 | 7:00 | 61.75
9 | 7 | 8:00 | 74.66 | 8:00 | 74.29
10 | 7 | 9:00 | 81.71 | 9:00 | 81.31
11 | 7 | 10:00 | 85.47 | 10:00 | 85.04
12 | 7 | 11:00 | 86.47 | 11:00 | 86.04
13 | 7 | 12:00 | 86.68 | 12:00 | 86.24
14 | 7 | 13:00 | 88.03 | 13:00 | 87.59
15 | 7 | 14:00 | 75.18 | 14:00 | 74.8
16 | 7 | 15:00 | 69.13 | 15:00 | 68.78
17 | 7 | 16:00 | 61.98 | 16:00 | 61.67
18 | 7 | 17:00 | 39.89 | 17:00 | 39.69
19 | 7 | 18:00 | 11.26 | 18:00 | 11.2
20 | 7 | 19:00 | 0 | 19:00 | 0
21 | 7 | 20:00 | 0 | 20:00 | 0
22 | 7 | 21:00 | 0 | 21:00 | 0
23 | 7 | 22:00 | 0 | 22:00 | 0
24 | 7 | 23:00 | 0 | 23:00 | 0
1 | 7 | 0:00 | 0 | 0:00 | 0
2 | 7 | 1:00 | 0 | 1:00 | 0
3 | 7 | 2:00 | 0 | 2:00 | 0
4 | 7 | 3:00 | 0 | 3:00 | 0
5 | 7 | 4:00 | 0 | 4:00 | 0
6 | 7 | 5:00 | 3.15 | 5:00 | 3.14
7 | 7 | 6:00 | 32.2 | 6:00 | 32.04
8 | 7 | 7:00 | 67.77 | 7:00 | 67.43
9 | 7 | 8:00 | 83.65 | 8:00 | 83.24
10 | 7 | 9:00 | 88.72 | 9:00 | 88.28
11 | 7 | 10:00 | 89.93 | 10:00 | 89.48
12 | 7 | 11:00 | 90.55 | 11:00 | 90.1
13 | 7 | 12:00 | 88.25 | 12:00 | 87.81
14 | 7 | 13:00 | 84.51 | 13:00 | 84.09
15 | 7 | 14:00 | 85.15 | 14:00 | 84.72
16 | 7 | 15:00 | 81.42 | 15:00 | 81.01
17 | 7 | 16:00 | 71.33 | 16:00 | 70.98
18 | 7 | 17:00 | 47.32 | 17:00 | 47.09
19 | 7 | 18:00 | 11.25 | 18:00 | 11.19
20 | 7 | 19:00 | 0 | 19:00 | 0
21 | 7 | 20:00 | 0 | 20:00 | 0
22 | 7 | 21:00 | 0 | 21:00 | 0
23 | 7 | 22:00 | 0 | 22:00 | 0
24 | 7 | 23:00 | 0 | 23:00 | 0
1 | 7 | 0:00 | 0 | 0:00 | 0
2 | 7 | 1:00 | 0 | 1:00 | 0
3 | 7 | 2:00 | 0 | 2:00 | 0
4 | 7 | 3:00 | 0 | 3:00 | 0
5 | 7 | 4:00 | 0 | 4:00 | 0
6 | 7 | 5:00 | 2.91 | 5:00 | 2.89
7 | 7 | 6:00 | 30.38 | 6:00 | 30.22
8 | 7 | 7:00 | 55.23 | 7:00 | 54.95
9 | 7 | 8:00 | 65.39 | 8:00 | 65.06
10 | 7 | 9:00 | 77.45 | 9:00 | 77.07
11 | 7 | 10:00 | 84.2 | 10:00 | 83.78
12 | 7 | 11:00 | 84.15 | 11:00 | 83.73
13 | 7 | 12:00 | 80.54 | 12:00 | 80.13
14 | 7 | 13:00 | 74.68 | 13:00 | 74.3
15 | 7 | 14:00 | 70.65 | 14:00 | 70.3
16 | 7 | 15:00 | 69.08 | 15:00 | 68.73
17 | 7 | 16:00 | 57.84 | 16:00 | 57.55
18 | 7 | 17:00 | 39.3 | 17:00 | 39.1
19 | 7 | 18:00 | 10.53 | 18:00 | 10.47
20 | 7 | 19:00 | 0 | 19:00 | 0
21 | 7 | 20:00 | 0 | 20:00 | 0
22 | 7 | 21:00 | 0 | 21:00 | 0
23 | 7 | 22:00 | 0 | 22:00 | 0
24 | 7 | 23:00 | 0 | 23:00 | 0
1 | 7 | 0:00 | 0 | 0:00 | 0
2 | 7 | 1:00 | 0 | 1:00 | 0
3 | 7 | 2:00 | 0 | 2:00 | 0
4 | 7 | 3:00 | 0 | 3:00 | 0
5 | 7 | 4:00 | 0 | 4:00 | 0
6 | 7 | 5:00 | 2.81 | 5:00 | 2.8
7 | 7 | 6:00 | 27.94 | 6:00 | 27.8
8 | 7 | 7:00 | 61.13 | 7:00 | 60.82
9 | 7 | 8:00 | 74.68 | 8:00 | 74.31
10 | 7 | 9:00 | 80.86 | 9:00 | 80.45
11 | 7 | 10:00 | 80.38 | 10:00 | 79.98
12 | 7 | 11:00 | 79.33 | 11:00 | 78.94
13 | 7 | 12:00 | 74.42 | 12:00 | 74.05
14 | 7 | 13:00 | 76.67 | 13:00 | 76.29
15 | 7 | 14:00 | 69.83 | 14:00 | 69.48
16 | 7 | 15:00 | 64.89 | 15:00 | 64.57
17 | 7 | 16:00 | 48.72 | 16:00 | 48.48
18 | 7 | 17:00 | 36.7 | 17:00 | 36.51
19 | 7 | 18:00 | 9.97 | 18:00 | 9.92
20 | 7 | 19:00 | 0 | 19:00 | 0
21 | 7 | 20:00 | 0 | 20:00 | 0
22 | 7 | 21:00 | 0 | 21:00 | 0
23 | 7 | 22:00 | 0 | 22:00 | 0
24 | 7 | 23:00 | 0 | 23:00 | 0
1 | 7 | 0:00 | 0 | 0:00 | 0
2 | 7 | 1:00 | 0 | 1:00 | 0
3 | 7 | 2:00 | 0 | 2:00 | 0
4 | 7 | 3:00 | 0 | 3:00 | 0
5 | 7 | 4:00 | 0 | 4:00 | 0
6 | 7 | 5:00 | 2.95 | 5:00 | 2.94
7 | 7 | 6:00 | 32.31 | 6:00 | 32.15
8 | 7 | 7:00 | 70.95 | 7:00 | 70.59
9 | 7 | 8:00 | 80.61 | 8:00 | 80.21
10 | 7 | 9:00 | 80.5 | 9:00 | 80.1
11 | 7 | 10:00 | 87.96 | 10:00 | 87.52
12 | 7 | 11:00 | 89.66 | 11:00 | 89.21
13 | 7 | 12:00 | 80.94 | 12:00 | 80.54
14 | 7 | 13:00 | 86.15 | 13:00 | 85.72
15 | 7 | 14:00 | 85.15 | 14:00 | 84.73
16 | 7 | 15:00 | 78.23 | 15:00 | 77.84
17 | 7 | 16:00 | 72.12 | 16:00 | 71.76
18 | 7 | 17:00 | 46.55 | 17:00 | 46.31
19 | 7 | 18:00 | 11.26 | 18:00 | 11.2
20 | 7 | 19:00 | 0 | 19:00 | 0
21 | 7 | 20:00 | 0 | 20:00 | 0
22 | 7 | 21:00 | 0 | 21:00 | 0
23 | 7 | 22:00 | 0 | 22:00 | 0
24 | 7 | 23:00 | 0 | 23:00 | 0
1 | 7 | 0:00 | 0 | 0:00 | 0
2 | 7 | 1:00 | 0 | 1:00 | 0
3 | 7 | 2:00 | 0 | 2:00 | 0
4 | 7 | 3:00 | 0 | 3:00 | 0
5 | 7 | 4:00 | 0 | 4:00 | 0
6 | 7 | 5:00 | 2.87 | 5:00 | 2.86
7 | 7 | 6:00 | 31.86 | 6:00 | 31.71
8 | 7 | 7:00 | 69.71 | 7:00 | 69.36
9 | 7 | 8:00 | 82.45 | 8:00 | 82.04
10 | 7 | 9:00 | 87.65 | 9:00 | 87.21
11 | 7 | 10:00 | 89.63 | 10:00 | 89.18
12 | 7 | 11:00 | 91.36 | 11:00 | 90.91
13 | 7 | 12:00 | 90.92 | 12:00 | 90.46
14 | 7 | 13:00 | 84.63 | 13:00 | 84.21
15 | 7 | 14:00 | 80.29 | 14:00 | 79.89
16 | 7 | 15:00 | 86.06 | 15:00 | 85.63
17 | 7 | 16:00 | 76.43 | 16:00 | 76.05
18 | 7 | 17:00 | 48.92 | 17:00 | 48.68
19 | 7 | 18:00 | 10.8 | 18:00 | 10.75
20 | 7 | 19:00 | 0 | 19:00 | 0
21 | 7 | 20:00 | 0 | 20:00 | 0
22 | 7 | 21:00 | 0 | 21:00 | 0
23 | 7 | 22:00 | 0 | 22:00 | 0
24 | 7 | 23:00 | 0 | 23:00 | 0
1 | 7 | 0:00 | 0 | 0:00 | 0
2 | 7 | 1:00 | 0 | 1:00 | 0
3 | 7 | 2:00 | 0 | 2:00 | 0
4 | 7 | 3:00 | 0 | 3:00 | 0
5 | 7 | 4:00 | 0 | 4:00 | 0
6 | 7 | 5:00 | 3 | 5:00 | 2.99
7 | 7 | 6:00 | 34.42 | 6:00 | 34.25
8 | 7 | 7:00 | 74.78 | 7:00 | 74.4
9 | 7 | 8:00 | 85.02 | 8:00 | 84.59
10 | 7 | 9:00 | 84.96 | 9:00 | 84.53
11 | 7 | 10:00 | 88.78 | 10:00 | 88.34
12 | 7 | 11:00 | 94.2 | 11:00 | 93.72
13 | 7 | 12:00 | 96.35 | 12:00 | 95.87
14 | 7 | 13:00 | 93.11 | 13:00 | 92.64
15 | 7 | 14:00 | 93.74 | 14:00 | 93.27
16 | 7 | 15:00 | 93 | 15:00 | 92.54
17 | 7 | 16:00 | 82.94 | 16:00 | 82.53
18 | 7 | 17:00 | 52.39 | 17:00 | 52.13
19 | 7 | 18:00 | 11.43 | 18:00 | 11.37
20 | 7 | 19:00 | 0 | 19:00 | 0
21 | 7 | 20:00 | 0 | 20:00 | 0
22 | 7 | 21:00 | 0 | 21:00 | 0
23 | 7 | 22:00 | 0 | 22:00 | 0
24 | 7 | 23:00 | 0 | 23:00 | 0
1 | 8 | 0:00 | 0 | 0:00 | 0
2 | 8 | 1:00 | 0 | 1:00 | 0
3 | 8 | 2:00 | 0 | 2:00 | 0
4 | 8 | 3:00 | 0 | 3:00 | 0
5 | 8 | 4:00 | 0 | 4:00 | 0
6 | 8 | 5:00 | 2.38 | 5:00 | 2.36
7 | 8 | 6:00 | 30.62 | 6:00 | 30.46
8 | 8 | 7:00 | 69.33 | 7:00 | 68.98
9 | 8 | 8:00 | 80.54 | 8:00 | 80.14
10 | 8 | 9:00 | 85.17 | 9:00 | 84.75
11 | 8 | 10:00 | 90.89 | 10:00 | 90.44
12 | 8 | 11:00 | 93.92 | 11:00 | 93.45
13 | 8 | 12:00 | 96.88 | 12:00 | 96.39
14 | 8 | 13:00 | 93.27 | 13:00 | 92.81
15 | 8 | 14:00 | 90.12 | 14:00 | 89.67
16 | 8 | 15:00 | 83.33 | 15:00 | 82.91
17 | 8 | 16:00 | 68.27 | 16:00 | 67.93
18 | 8 | 17:00 | 43.31 | 17:00 | 43.1
19 | 8 | 18:00 | 9.01 | 18:00 | 8.96
20 | 8 | 19:00 | 0 | 19:00 | 0
21 | 8 | 20:00 | 0 | 20:00 | 0
22 | 8 | 21:00 | 0 | 21:00 | 0
23 | 8 | 22:00 | 0 | 22:00 | 0
24 | 8 | 23:00 | 0 | 23:00 | 0
1 | 8 | 0:00 | 0 | 0:00 | 0
2 | 8 | 1:00 | 0 | 1:00 | 0
3 | 8 | 2:00 | 0 | 2:00 | 0
4 | 8 | 3:00 | 0 | 3:00 | 0
5 | 8 | 4:00 | 0 | 4:00 | 0
6 | 8 | 5:00 | 2.45 | 5:00 | 2.44
7 | 8 | 6:00 | 31.82 | 6:00 | 31.66
8 | 8 | 7:00 | 70.22 | 7:00 | 69.87
9 | 8 | 8:00 | 88.35 | 8:00 | 87.91
10 | 8 | 9:00 | 94.9 | 9:00 | 94.42
11 | 8 | 10:00 | 97.25 | 10:00 | 96.76
12 | 8 | 11:00 | 95.92 | 11:00 | 95.44
13 | 8 | 12:00 | 94.84 | 12:00 | 94.37
14 | 8 | 13:00 | 89.9 | 13:00 | 89.45
15 | 8 | 14:00 | 81.81 | 14:00 | 81.4
16 | 8 | 15:00 | 69.16 | 15:00 | 68.82
17 | 8 | 16:00 | 63.55 | 16:00 | 63.23
18 | 8 | 17:00 | 38.82 | 17:00 | 38.62
19 | 8 | 18:00 | 8.13 | 18:00 | 8.09
20 | 8 | 19:00 | 0 | 19:00 | 0
21 | 8 | 20:00 | 0 | 20:00 | 0
22 | 8 | 21:00 | 0 | 21:00 | 0
23 | 8 | 22:00 | 0 | 22:00 | 0
24 | 8 | 23:00 | 0 | 23:00 | 0
1 | 8 | 0:00 | 0 | 0:00 | 0
2 | 8 | 1:00 | 0 | 1:00 | 0
3 | 8 | 2:00 | 0 | 2:00 | 0
4 | 8 | 3:00 | 0 | 3:00 | 0
5 | 8 | 4:00 | 0 | 4:00 | 0
6 | 8 | 5:00 | 1.76 | 5:00 | 1.75
7 | 8 | 6:00 | 25.4 | 6:00 | 25.27
8 | 8 | 7:00 | 57.67 | 7:00 | 57.38
9 | 8 | 8:00 | 71.51 | 8:00 | 71.15
10 | 8 | 9:00 | 77.05 | 9:00 | 76.66
11 | 8 | 10:00 | 82.87 | 10:00 | 82.45
12 | 8 | 11:00 | 88.34 | 11:00 | 87.9
13 | 8 | 12:00 | 86.01 | 12:00 | 85.58
14 | 8 | 13:00 | 87.05 | 13:00 | 86.61
15 | 8 | 14:00 | 86.66 | 14:00 | 86.22
16 | 8 | 15:00 | 79.13 | 15:00 | 78.73
17 | 8 | 16:00 | 66.36 | 16:00 | 66.03
18 | 8 | 17:00 | 40.21 | 17:00 | 40.01
19 | 8 | 18:00 | 8.01 | 18:00 | 7.97
20 | 8 | 19:00 | 0 | 19:00 | 0
21 | 8 | 20:00 | 0 | 20:00 | 0
22 | 8 | 21:00 | 0 | 21:00 | 0
23 | 8 | 22:00 | 0 | 22:00 | 0
24 | 8 | 23:00 | 0 | 23:00 | 0
1 | 8 | 0:00 | 0 | 0:00 | 0
2 | 8 | 1:00 | 0 | 1:00 | 0
3 | 8 | 2:00 | 0 | 2:00 | 0
4 | 8 | 3:00 | 0 | 3:00 | 0
5 | 8 | 4:00 | 0 | 4:00 | 0
6 | 8 | 5:00 | 1.79 | 5:00 | 1.78
7 | 8 | 6:00 | 26.01 | 6:00 | 25.88
8 | 8 | 7:00 | 65.07 | 7:00 | 64.75
9 | 8 | 8:00 | 78.36 | 8:00 | 77.96
10 | 8 | 9:00 | 86.37 | 9:00 | 85.93
11 | 8 | 10:00 | 89.18 | 10:00 | 88.74
12 | 8 | 11:00 | 88.8 | 11:00 | 88.35
13 | 8 | 12:00 | 86.5 | 12:00 | 86.06
14 | 8 | 13:00 | 85.74 | 13:00 | 85.31
15 | 8 | 14:00 | 80.28 | 14:00 | 79.88
16 | 8 | 15:00 | 76.92 | 15:00 | 76.53
17 | 8 | 16:00 | 62.62 | 16:00 | 62.31
18 | 8 | 17:00 | 35.76 | 17:00 | 35.58
19 | 8 | 18:00 | 7.98 | 18:00 | 7.94
20 | 8 | 19:00 | 0 | 19:00 | 0
21 | 8 | 20:00 | 0 | 20:00 | 0
22 | 8 | 21:00 | 0 | 21:00 | 0
23 | 8 | 22:00 | 0 | 22:00 | 0
24 | 8 | 23:00 | 0 | 23:00 | 0
1 | 8 | 0:00 | 0 | 0:00 | 0
2 | 8 | 1:00 | 0 | 1:00 | 0
3 | 8 | 2:00 | 0 | 2:00 | 0
4 | 8 | 3:00 | 0 | 3:00 | 0
5 | 8 | 4:00 | 0 | 4:00 | 0
6 | 8 | 5:00 | 1.98 | 5:00 | 1.97
7 | 8 | 6:00 | 28.07 | 6:00 | 27.93
8 | 8 | 7:00 | 63.31 | 7:00 | 62.99
9 | 8 | 8:00 | 73.85 | 8:00 | 73.48
10 | 8 | 9:00 | 85.27 | 9:00 | 84.84
11 | 8 | 10:00 | 87.93 | 10:00 | 87.49
12 | 8 | 11:00 | 89.53 | 11:00 | 89.09
13 | 8 | 12:00 | 89.24 | 12:00 | 88.79
14 | 8 | 13:00 | 89.63 | 13:00 | 89.18
15 | 8 | 14:00 | 80.98 | 14:00 | 80.57
16 | 8 | 15:00 | 74.22 | 15:00 | 73.85
17 | 8 | 16:00 | 71.79 | 16:00 | 71.43
18 | 8 | 17:00 | 42.17 | 17:00 | 41.96
19 | 8 | 18:00 | 8.94 | 18:00 | 8.9
20 | 8 | 19:00 | 0 | 19:00 | 0
21 | 8 | 20:00 | 0 | 20:00 | 0
22 | 8 | 21:00 | 0 | 21:00 | 0
23 | 8 | 22:00 | 0 | 22:00 | 0
24 | 8 | 23:00 | 0 | 23:00 | 0
1 | 8 | 0:00 | 0 | 0:00 | 0
2 | 8 | 1:00 | 0 | 1:00 | 0
3 | 8 | 2:00 | 0 | 2:00 | 0
4 | 8 | 3:00 | 0 | 3:00 | 0
5 | 8 | 4:00 | 0 | 4:00 | 0
6 | 8 | 5:00 | 1.94 | 5:00 | 1.93
7 | 8 | 6:00 | 30.88 | 6:00 | 30.72
8 | 8 | 7:00 | 70.21 | 7:00 | 69.86
9 | 8 | 8:00 | 72.13 | 8:00 | 71.77
10 | 8 | 9:00 | 82.11 | 9:00 | 81.7
11 | 8 | 10:00 | 86.1 | 10:00 | 85.67
12 | 8 | 11:00 | 88.4 | 11:00 | 87.96
13 | 8 | 12:00 | 93.54 | 12:00 | 93.07
14 | 8 | 13:00 | 95.01 | 13:00 | 94.54
15 | 8 | 14:00 | 90.82 | 14:00 | 90.37
16 | 8 | 15:00 | 79.94 | 15:00 | 79.54
17 | 8 | 16:00 | 70.61 | 16:00 | 70.26
18 | 8 | 17:00 | 39.27 | 17:00 | 39.07
19 | 8 | 18:00 | 8.1 | 18:00 | 8.06
20 | 8 | 19:00 | 0 | 19:00 | 0
21 | 8 | 20:00 | 0 | 20:00 | 0
22 | 8 | 21:00 | 0 | 21:00 | 0
23 | 8 | 22:00 | 0 | 22:00 | 0
24 | 8 | 23:00 | 0 | 23:00 | 0
1 | 8 | 0:00 | 0 | 0:00 | 0
2 | 8 | 1:00 | 0 | 1:00 | 0
3 | 8 | 2:00 | 0 | 2:00 | 0
4 | 8 | 3:00 | 0 | 3:00 | 0
5 | 8 | 4:00 | 0 | 4:00 | 0
6 | 8 | 5:00 | 1.46 | 5:00 | 1.45
7 | 8 | 6:00 | 26.09 | 6:00 | 25.96
8 | 8 | 7:00 | 63.3 | 7:00 | 62.99
9 | 8 | 8:00 | 77.63 | 8:00 | 77.24
10 | 8 | 9:00 | 86.76 | 9:00 | 86.33
11 | 8 | 10:00 | 91.36 | 10:00 | 90.9
12 | 8 | 11:00 | 93.95 | 11:00 | 93.48
13 | 8 | 12:00 | 91.31 | 12:00 | 90.85
14 | 8 | 13:00 | 88.31 | 13:00 | 87.87
15 | 8 | 14:00 | 89.12 | 14:00 | 88.67
16 | 8 | 15:00 | 85.52 | 15:00 | 85.1
17 | 8 | 16:00 | 71.49 | 16:00 | 71.13
18 | 8 | 17:00 | 41.42 | 17:00 | 41.21
19 | 8 | 18:00 | 7.19 | 18:00 | 7.15
20 | 8 | 19:00 | 0 | 19:00 | 0
21 | 8 | 20:00 | 0 | 20:00 | 0
22 | 8 | 21:00 | 0 | 21:00 | 0
23 | 8 | 22:00 | 0 | 22:00 | 0
24 | 8 | 23:00 | 0 | 23:00 | 0
1 | 8 | 0:00 | 0 | 0:00 | 0
2 | 8 | 1:00 | 0 | 1:00 | 0
3 | 8 | 2:00 | 0 | 2:00 | 0
4 | 8 | 3:00 | 0 | 3:00 | 0
5 | 8 | 4:00 | 0 | 4:00 | 0
6 | 8 | 5:00 | 1.31 | 5:00 | 1.3
7 | 8 | 6:00 | 26.89 | 6:00 | 26.76
8 | 8 | 7:00 | 63.25 | 7:00 | 62.93
9 | 8 | 8:00 | 75.7 | 8:00 | 75.33
10 | 8 | 9:00 | 77.21 | 9:00 | 76.83
11 | 8 | 10:00 | 82.16 | 10:00 | 81.75
12 | 8 | 11:00 | 87.72 | 11:00 | 87.28
13 | 8 | 12:00 | 82.74 | 12:00 | 82.32
14 | 8 | 13:00 | 84.54 | 13:00 | 84.12
15 | 8 | 14:00 | 81.4 | 14:00 | 80.99
16 | 8 | 15:00 | 74.42 | 15:00 | 74.05
17 | 8 | 16:00 | 66.8 | 16:00 | 66.47
18 | 8 | 17:00 | 40.51 | 17:00 | 40.31
19 | 8 | 18:00 | 6.88 | 18:00 | 6.84
20 | 8 | 19:00 | 0 | 19:00 | 0
21 | 8 | 20:00 | 0 | 20:00 | 0
22 | 8 | 21:00 | 0 | 21:00 | 0
23 | 8 | 22:00 | 0 | 22:00 | 0
24 | 8 | 23:00 | 0 | 23:00 | 0
1 | 8 | 0:00 | 0 | 0:00 | 0
2 | 8 | 1:00 | 0 | 1:00 | 0
3 | 8 | 2:00 | 0 | 2:00 | 0
4 | 8 | 3:00 | 0 | 3:00 | 0
5 | 8 | 4:00 | 0 | 4:00 | 0
6 | 8 | 5:00 | 1.17 | 5:00 | 1.16
7 | 8 | 6:00 | 24.58 | 6:00 | 24.46
8 | 8 | 7:00 | 57.96 | 7:00 | 57.67
9 | 8 | 8:00 | 67.51 | 8:00 | 67.18
10 | 8 | 9:00 | 73.81 | 9:00 | 73.44
11 | 8 | 10:00 | 83.62 | 10:00 | 83.2
12 | 8 | 11:00 | 86.88 | 11:00 | 86.45
13 | 8 | 12:00 | 87.39 | 12:00 | 86.96
14 | 8 | 13:00 | 80.93 | 13:00 | 80.52
15 | 8 | 14:00 | 74.37 | 14:00 | 74
16 | 8 | 15:00 | 63.43 | 15:00 | 63.11
17 | 8 | 16:00 | 49.53 | 16:00 | 49.28
18 | 8 | 17:00 | 28.83 | 17:00 | 28.69
19 | 8 | 18:00 | 5.81 | 18:00 | 5.78
20 | 8 | 19:00 | 0 | 19:00 | 0
21 | 8 | 20:00 | 0 | 20:00 | 0
22 | 8 | 21:00 | 0 | 21:00 | 0
23 | 8 | 22:00 | 0 | 22:00 | 0
24 | 8 | 23:00 | 0 | 23:00 | 0
1 | 8 | 0:00 | 0 | 0:00 | 0
2 | 8 | 1:00 | 0 | 1:00 | 0
3 | 8 | 2:00 | 0 | 2:00 | 0
4 | 8 | 3:00 | 0 | 3:00 | 0
5 | 8 | 4:00 | 0 | 4:00 | 0
6 | 8 | 5:00 | 1.42 | 5:00 | 1.41
7 | 8 | 6:00 | 31.07 | 6:00 | 30.92
8 | 8 | 7:00 | 73.62 | 7:00 | 73.25
9 | 8 | 8:00 | 82.73 | 8:00 | 82.32
10 | 8 | 9:00 | 87.31 | 9:00 | 86.87
11 | 8 | 10:00 | 87.21 | 10:00 | 86.77
12 | 8 | 11:00 | 91.15 | 11:00 | 90.69
13 | 8 | 12:00 | 90.74 | 12:00 | 90.29
14 | 8 | 13:00 | 89.78 | 13:00 | 89.33
15 | 8 | 14:00 | 81.51 | 14:00 | 81.1
16 | 8 | 15:00 | 78.81 | 15:00 | 78.42
17 | 8 | 16:00 | 70.81 | 16:00 | 70.46
18 | 8 | 17:00 | 40.2 | 17:00 | 40
19 | 8 | 18:00 | 7.34 | 18:00 | 7.3
20 | 8 | 19:00 | 0 | 19:00 | 0
21 | 8 | 20:00 | 0 | 20:00 | 0
22 | 8 | 21:00 | 0 | 21:00 | 0
23 | 8 | 22:00 | 0 | 22:00 | 0
24 | 8 | 23:00 | 0 | 23:00 | 0
1 | 8 | 0:00 | 0 | 0:00 | 0
2 | 8 | 1:00 | 0 | 1:00 | 0
3 | 8 | 2:00 | 0 | 2:00 | 0
4 | 8 | 3:00 | 0 | 3:00 | 0
5 | 8 | 4:00 | 0 | 4:00 | 0
6 | 8 | 5:00 | 0.91 | 5:00 | 0.91
7 | 8 | 6:00 | 24.53 | 6:00 | 24.41
8 | 8 | 7:00 | 61.35 | 7:00 | 61.05
9 | 8 | 8:00 | 76.88 | 8:00 | 76.5
10 | 8 | 9:00 | 79.63 | 9:00 | 79.23
11 | 8 | 10:00 | 87.49 | 10:00 | 87.06
12 | 8 | 11:00 | 88.64 | 11:00 | 88.2
13 | 8 | 12:00 | 91.42 | 12:00 | 90.96
14 | 8 | 13:00 | 89.84 | 13:00 | 89.39
15 | 8 | 14:00 | 88.02 | 14:00 | 87.58
16 | 8 | 15:00 | 83.13 | 15:00 | 82.71
17 | 8 | 16:00 | 70.14 | 16:00 | 69.79
18 | 8 | 17:00 | 41.76 | 17:00 | 41.55
19 | 8 | 18:00 | 7.33 | 18:00 | 7.3
20 | 8 | 19:00 | 0 | 19:00 | 0
21 | 8 | 20:00 | 0 | 20:00 | 0
22 | 8 | 21:00 | 0 | 21:00 | 0
23 | 8 | 22:00 | 0 | 22:00 | 0
24 | 8 | 23:00 | 0 | 23:00 | 0
1 | 8 | 0:00 | 0 | 0:00 | 0
2 | 8 | 1:00 | 0 | 1:00 | 0
3 | 8 | 2:00 | 0 | 2:00 | 0
4 | 8 | 3:00 | 0 | 3:00 | 0
5 | 8 | 4:00 | 0 | 4:00 | 0
6 | 8 | 5:00 | 1.24 | 5:00 | 1.23
7 | 8 | 6:00 | 32.81 | 6:00 | 32.65
8 | 8 | 7:00 | 78.08 | 7:00 | 77.69
9 | 8 | 8:00 | 89.71 | 8:00 | 89.26
10 | 8 | 9:00 | 91.09 | 9:00 | 90.64
11 | 8 | 10:00 | 91.58 | 10:00 | 91.12
12 | 8 | 11:00 | 93.5 | 11:00 | 93.03
13 | 8 | 12:00 | 90.84 | 12:00 | 90.39
14 | 8 | 13:00 | 87.56 | 13:00 | 87.12
15 | 8 | 14:00 | 85.3 | 14:00 | 84.88
16 | 8 | 15:00 | 84.77 | 15:00 | 84.35
17 | 8 | 16:00 | 78.61 | 16:00 | 78.22
18 | 8 | 17:00 | 41.08 | 17:00 | 40.87
19 | 8 | 18:00 | 6.6 | 18:00 | 6.56
20 | 8 | 19:00 | 0 | 19:00 | 0
21 | 8 | 20:00 | 0 | 20:00 | 0
22 | 8 | 21:00 | 0 | 21:00 | 0
23 | 8 | 22:00 | 0 | 22:00 | 0
24 | 8 | 23:00 | 0 | 23:00 | 0
1 | 8 | 0:00 | 0 | 0:00 | 0
2 | 8 | 1:00 | 0 | 1:00 | 0
3 | 8 | 2:00 | 0 | 2:00 | 0
4 | 8 | 3:00 | 0 | 3:00 | 0
5 | 8 | 4:00 | 0 | 4:00 | 0
6 | 8 | 5:00 | 0.88 | 5:00 | 0.88
7 | 8 | 6:00 | 28.25 | 6:00 | 28.11
8 | 8 | 7:00 | 67.99 | 7:00 | 67.65
9 | 8 | 8:00 | 79.75 | 8:00 | 79.35
10 | 8 | 9:00 | 84.65 | 9:00 | 84.22
11 | 8 | 10:00 | 86.42 | 10:00 | 85.99
12 | 8 | 11:00 | 89.4 | 11:00 | 88.96
13 | 8 | 12:00 | 88.8 | 12:00 | 88.36
14 | 8 | 13:00 | 90.6 | 13:00 | 90.15
15 | 8 | 14:00 | 87.06 | 14:00 | 86.63
16 | 8 | 15:00 | 85.43 | 15:00 | 85
17 | 8 | 16:00 | 77.02 | 16:00 | 76.64
18 | 8 | 17:00 | 42.09 | 17:00 | 41.88
19 | 8 | 18:00 | 6.33 | 18:00 | 6.3
20 | 8 | 19:00 | 0 | 19:00 | 0
21 | 8 | 20:00 | 0 | 20:00 | 0
22 | 8 | 21:00 | 0 | 21:00 | 0
23 | 8 | 22:00 | 0 | 22:00 | 0
24 | 8 | 23:00 | 0 | 23:00 | 0
1 | 8 | 0:00 | 0 | 0:00 | 0
2 | 8 | 1:00 | 0 | 1:00 | 0
3 | 8 | 2:00 | 0 | 2:00 | 0
4 | 8 | 3:00 | 0 | 3:00 | 0
5 | 8 | 4:00 | 0 | 4:00 | 0
6 | 8 | 5:00 | 0.64 | 5:00 | 0.64
7 | 8 | 6:00 | 26.29 | 6:00 | 26.16
8 | 8 | 7:00 | 68.69 | 7:00 | 68.35
9 | 8 | 8:00 | 80.29 | 8:00 | 79.89
10 | 8 | 9:00 | 86.53 | 9:00 | 86.1
11 | 8 | 10:00 | 88.58 | 10:00 | 88.14
12 | 8 | 11:00 | 86.77 | 11:00 | 86.34
13 | 8 | 12:00 | 82.92 | 12:00 | 82.51
14 | 8 | 13:00 | 76.84 | 13:00 | 76.45
15 | 8 | 14:00 | 76.67 | 14:00 | 76.29
16 | 8 | 15:00 | 69.53 | 15:00 | 69.18
17 | 8 | 16:00 | 61.43 | 16:00 | 61.12
18 | 8 | 17:00 | 34.79 | 17:00 | 34.61
19 | 8 | 18:00 | 4.84 | 18:00 | 4.81
20 | 8 | 19:00 | 0 | 19:00 | 0
21 | 8 | 20:00 | 0 | 20:00 | 0
22 | 8 | 21:00 | 0 | 21:00 | 0
23 | 8 | 22:00 | 0 | 22:00 | 0
24 | 8 | 23:00 | 0 | 23:00 | 0
1 | 8 | 0:00 | 0 | 0:00 | 0
2 | 8 | 1:00 | 0 | 1:00 | 0
3 | 8 | 2:00 | 0 | 2:00 | 0
4 | 8 | 3:00 | 0 | 3:00 | 0
5 | 8 | 4:00 | 0 | 4:00 | 0
6 | 8 | 5:00 | 0.47 | 5:00 | 0.47
7 | 8 | 6:00 | 24.48 | 6:00 | 24.36
8 | 8 | 7:00 | 57.08 | 7:00 | 56.79
9 | 8 | 8:00 | 68.1 | 8:00 | 67.76
10 | 8 | 9:00 | 79.29 | 9:00 | 78.89
11 | 8 | 10:00 | 88.7 | 10:00 | 88.26
12 | 8 | 11:00 | 89.79 | 11:00 | 89.34
13 | 8 | 12:00 | 87.9 | 12:00 | 87.46
14 | 8 | 13:00 | 88.82 | 13:00 | 88.37
15 | 8 | 14:00 | 82.35 | 14:00 | 81.94
16 | 8 | 15:00 | 80.29 | 15:00 | 79.89
17 | 8 | 16:00 | 66.98 | 16:00 | 66.65
18 | 8 | 17:00 | 37.4 | 17:00 | 37.21
19 | 8 | 18:00 | 4.79 | 18:00 | 4.77
20 | 8 | 19:00 | 0 | 19:00 | 0
21 | 8 | 20:00 | 0 | 20:00 | 0
22 | 8 | 21:00 | 0 | 21:00 | 0
23 | 8 | 22:00 | 0 | 22:00 | 0
24 | 8 | 23:00 | 0 | 23:00 | 0
1 | 8 | 0:00 | 0 | 0:00 | 0
2 | 8 | 1:00 | 0 | 1:00 | 0
3 | 8 | 2:00 | 0 | 2:00 | 0
4 | 8 | 3:00 | 0 | 3:00 | 0
5 | 8 | 4:00 | 0 | 4:00 | 0
6 | 8 | 5:00 | 0.35 | 5:00 | 0.34
7 | 8 | 6:00 | 21.71 | 6:00 | 21.6
8 | 8 | 7:00 | 54.83 | 7:00 | 54.55
9 | 8 | 8:00 | 61.03 | 8:00 | 60.73
10 | 8 | 9:00 | 68.75 | 9:00 | 68.41
11 | 8 | 10:00 | 75.06 | 10:00 | 74.69
12 | 8 | 11:00 | 82.25 | 11:00 | 81.84
13 | 8 | 12:00 | 86.06 | 12:00 | 85.63
14 | 8 | 13:00 | 83.1 | 13:00 | 82.69
15 | 8 | 14:00 | 85.36 | 14:00 | 84.94
16 | 8 | 15:00 | 78.14 | 15:00 | 77.75
17 | 8 | 16:00 | 59.11 | 16:00 | 58.81
18 | 8 | 17:00 | 30.54 | 17:00 | 30.39
19 | 8 | 18:00 | 3.31 | 18:00 | 3.29
20 | 8 | 19:00 | 0 | 19:00 | 0
21 | 8 | 20:00 | 0 | 20:00 | 0
22 | 8 | 21:00 | 0 | 21:00 | 0
23 | 8 | 22:00 | 0 | 22:00 | 0
24 | 8 | 23:00 | 0 | 23:00 | 0
1 | 8 | 0:00 | 0 | 0:00 | 0
2 | 8 | 1:00 | 0 | 1:00 | 0
3 | 8 | 2:00 | 0 | 2:00 | 0
4 | 8 | 3:00 | 0 | 3:00 | 0
5 | 8 | 4:00 | 0 | 4:00 | 0
6 | 8 | 5:00 | 0.28 | 5:00 | 0.28
7 | 8 | 6:00 | 23.35 | 6:00 | 23.23
8 | 8 | 7:00 | 56.73 | 7:00 | 56.45
9 | 8 | 8:00 | 67.2 | 8:00 | 66.86
10 | 8 | 9:00 | 77.58 | 9:00 | 77.19
11 | 8 | 10:00 | 85.15 | 10:00 | 84.72
12 | 8 | 11:00 | 88.25 | 11:00 | 87.81
13 | 8 | 12:00 | 89.74 | 12:00 | 89.29
14 | 8 | 13:00 | 88.35 | 13:00 | 87.91
15 | 8 | 14:00 | 77.21 | 14:00 | 76.82
16 | 8 | 15:00 | 61.79 | 15:00 | 61.48
17 | 8 | 16:00 | 50.68 | 16:00 | 50.43
18 | 8 | 17:00 | 23.43 | 17:00 | 23.32
19 | 8 | 18:00 | 3.16 | 18:00 | 3.15
20 | 8 | 19:00 | 0 | 19:00 | 0
21 | 8 | 20:00 | 0 | 20:00 | 0
22 | 8 | 21:00 | 0 | 21:00 | 0
23 | 8 | 22:00 | 0 | 22:00 | 0
24 | 8 | 23:00 | 0 | 23:00 | 0
1 | 8 | 0:00 | 0 | 0:00 | 0
2 | 8 | 1:00 | 0 | 1:00 | 0
3 | 8 | 2:00 | 0 | 2:00 | 0
4 | 8 | 3:00 | 0 | 3:00 | 0
5 | 8 | 4:00 | 0 | 4:00 | 0
6 | 8 | 5:00 | 0.17 | 5:00 | 0.17
7 | 8 | 6:00 | 21.51 | 6:00 | 21.4
8 | 8 | 7:00 | 55.85 | 7:00 | 55.57
9 | 8 | 8:00 | 63.34 | 8:00 | 63.02
10 | 8 | 9:00 | 71.49 | 9:00 | 71.14
11 | 8 | 10:00 | 81.82 | 10:00 | 81.41
12 | 8 | 11:00 | 82.59 | 11:00 | 82.18
13 | 8 | 12:00 | 80.05 | 12:00 | 79.65
14 | 8 | 13:00 | 74.66 | 13:00 | 74.29
15 | 8 | 14:00 | 70.25 | 14:00 | 69.9
16 | 8 | 15:00 | 64.46 | 15:00 | 64.14
17 | 8 | 16:00 | 54.36 | 16:00 | 54.09
18 | 8 | 17:00 | 28.58 | 17:00 | 28.44
19 | 8 | 18:00 | 3.69 | 18:00 | 3.67
20 | 8 | 19:00 | 0 | 19:00 | 0
21 | 8 | 20:00 | 0 | 20:00 | 0
22 | 8 | 21:00 | 0 | 21:00 | 0
23 | 8 | 22:00 | 0 | 22:00 | 0
24 | 8 | 23:00 | 0 | 23:00 | 0
1 | 8 | 0:00 | 0 | 0:00 | 0
2 | 8 | 1:00 | 0 | 1:00 | 0
3 | 8 | 2:00 | 0 | 2:00 | 0
4 | 8 | 3:00 | 0 | 3:00 | 0
5 | 8 | 4:00 | 0 | 4:00 | 0
6 | 8 | 5:00 | 0 | 5:00 | 0
7 | 8 | 6:00 | 21.76 | 6:00 | 21.65
8 | 8 | 7:00 | 63.83 | 7:00 | 63.51
9 | 8 | 8:00 | 84.25 | 8:00 | 83.83
10 | 8 | 9:00 | 89.15 | 9:00 | 88.7
11 | 8 | 10:00 | 91.82 | 10:00 | 91.36
12 | 8 | 11:00 | 90.55 | 11:00 | 90.1
13 | 8 | 12:00 | 89.31 | 12:00 | 88.86
14 | 8 | 13:00 | 87.3 | 13:00 | 86.87
15 | 8 | 14:00 | 86.43 | 14:00 | 86
16 | 8 | 15:00 | 87.91 | 15:00 | 87.47
17 | 8 | 16:00 | 72.4 | 16:00 | 72.04
18 | 8 | 17:00 | 34.05 | 17:00 | 33.88
19 | 8 | 18:00 | 3.49 | 18:00 | 3.48
20 | 8 | 19:00 | 0 | 19:00 | 0
21 | 8 | 20:00 | 0 | 20:00 | 0
22 | 8 | 21:00 | 0 | 21:00 | 0
23 | 8 | 22:00 | 0 | 22:00 | 0
24 | 8 | 23:00 | 0 | 23:00 | 0
1 | 8 | 0:00 | 0 | 0:00 | 0
2 | 8 | 1:00 | 0 | 1:00 | 0
3 | 8 | 2:00 | 0 | 2:00 | 0
4 | 8 | 3:00 | 0 | 3:00 | 0
5 | 8 | 4:00 | 0 | 4:00 | 0
6 | 8 | 5:00 | 0.04 | 5:00 | 0.04
7 | 8 | 6:00 | 23.58 | 6:00 | 23.47
8 | 8 | 7:00 | 66.94 | 7:00 | 66.61
9 | 8 | 8:00 | 83.51 | 8:00 | 83.09
10 | 8 | 9:00 | 91.79 | 9:00 | 91.33
11 | 8 | 10:00 | 94.55 | 10:00 | 94.08
12 | 8 | 11:00 | 92.13 | 11:00 | 91.67
13 | 8 | 12:00 | 92.44 | 12:00 | 91.97
14 | 8 | 13:00 | 92.58 | 13:00 | 92.11
15 | 8 | 14:00 | 85.65 | 14:00 | 85.23
16 | 8 | 15:00 | 78.31 | 15:00 | 77.92
17 | 8 | 16:00 | 66.26 | 16:00 | 65.93
18 | 8 | 17:00 | 32.62 | 17:00 | 32.46
19 | 8 | 18:00 | 2.93 | 18:00 | 2.91
20 | 8 | 19:00 | 0 | 19:00 | 0
21 | 8 | 20:00 | 0 | 20:00 | 0
22 | 8 | 21:00 | 0 | 21:00 | 0
23 | 8 | 22:00 | 0 | 22:00 | 0
24 | 8 | 23:00 | 0 | 23:00 | 0
1 | 8 | 0:00 | 0 | 0:00 | 0
2 | 8 | 1:00 | 0 | 1:00 | 0
3 | 8 | 2:00 | 0 | 2:00 | 0
4 | 8 | 3:00 | 0 | 3:00 | 0
5 | 8 | 4:00 | 0 | 4:00 | 0
6 | 8 | 5:00 | 0 | 5:00 | 0
7 | 8 | 6:00 | 21.56 | 6:00 | 21.45
8 | 8 | 7:00 | 56.24 | 7:00 | 55.96
9 | 8 | 8:00 | 71.43 | 8:00 | 71.07
10 | 8 | 9:00 | 81.85 | 9:00 | 81.44
11 | 8 | 10:00 | 84.44 | 10:00 | 84.02
12 | 8 | 11:00 | 86.63 | 11:00 | 86.2
13 | 8 | 12:00 | 83.2 | 12:00 | 82.78
14 | 8 | 13:00 | 80.63 | 13:00 | 80.22
15 | 8 | 14:00 | 77.61 | 14:00 | 77.23
16 | 8 | 15:00 | 73.53 | 15:00 | 73.16
17 | 8 | 16:00 | 58.79 | 16:00 | 58.49
18 | 8 | 17:00 | 33.18 | 17:00 | 33.01
19 | 8 | 18:00 | 3.18 | 18:00 | 3.16
20 | 8 | 19:00 | 0 | 19:00 | 0
21 | 8 | 20:00 | 0 | 20:00 | 0
22 | 8 | 21:00 | 0 | 21:00 | 0
23 | 8 | 22:00 | 0 | 22:00 | 0
24 | 8 | 23:00 | 0 | 23:00 | 0
1 | 8 | 0:00 | 0 | 0:00 | 0
2 | 8 | 1:00 | 0 | 1:00 | 0
3 | 8 | 2:00 | 0 | 2:00 | 0
4 | 8 | 3:00 | 0 | 3:00 | 0
5 | 8 | 4:00 | 0 | 4:00 | 0
6 | 8 | 5:00 | 0 | 5:00 | 0
7 | 8 | 6:00 | 23.84 | 6:00 | 23.73
8 | 8 | 7:00 | 60.78 | 7:00 | 60.48
9 | 8 | 8:00 | 77.59 | 8:00 | 77.2
10 | 8 | 9:00 | 87.26 | 9:00 | 86.83
11 | 8 | 10:00 | 90.35 | 10:00 | 89.9
12 | 8 | 11:00 | 90.35 | 11:00 | 89.9
13 | 8 | 12:00 | 89.39 | 12:00 | 88.95
14 | 8 | 13:00 | 86.96 | 13:00 | 86.53
15 | 8 | 14:00 | 85.78 | 14:00 | 85.36
16 | 8 | 15:00 | 84.6 | 15:00 | 84.17
17 | 8 | 16:00 | 72.71 | 16:00 | 72.34
18 | 8 | 17:00 | 32.05 | 17:00 | 31.89
19 | 8 | 18:00 | 2.88 | 18:00 | 2.87
20 | 8 | 19:00 | 0 | 19:00 | 0
21 | 8 | 20:00 | 0 | 20:00 | 0
22 | 8 | 21:00 | 0 | 21:00 | 0
23 | 8 | 22:00 | 0 | 22:00 | 0
24 | 8 | 23:00 | 0 | 23:00 | 0
1 | 8 | 0:00 | 0 | 0:00 | 0
2 | 8 | 1:00 | 0 | 1:00 | 0
3 | 8 | 2:00 | 0 | 2:00 | 0
4 | 8 | 3:00 | 0 | 3:00 | 0
5 | 8 | 4:00 | 0 | 4:00 | 0
6 | 8 | 5:00 | 0 | 5:00 | 0
7 | 8 | 6:00 | 20.65 | 6:00 | 20.55
8 | 8 | 7:00 | 57.38 | 7:00 | 57.09
9 | 8 | 8:00 | 75.73 | 8:00 | 75.35
10 | 8 | 9:00 | 84.37 | 9:00 | 83.95
11 | 8 | 10:00 | 89.58 | 10:00 | 89.13
12 | 8 | 11:00 | 92.32 | 11:00 | 91.86
13 | 8 | 12:00 | 90.39 | 12:00 | 89.94
14 | 8 | 13:00 | 82.88 | 13:00 | 82.47
15 | 8 | 14:00 | 80 | 14:00 | 79.6
16 | 8 | 15:00 | 74.42 | 15:00 | 74.05
17 | 8 | 16:00 | 65.2 | 16:00 | 64.88
18 | 8 | 17:00 | 31.58 | 17:00 | 31.42
19 | 8 | 18:00 | 2.48 | 18:00 | 2.47
20 | 8 | 19:00 | 0 | 19:00 | 0
21 | 8 | 20:00 | 0 | 20:00 | 0
22 | 8 | 21:00 | 0 | 21:00 | 0
23 | 8 | 22:00 | 0 | 22:00 | 0
24 | 8 | 23:00 | 0 | 23:00 | 0
1 | 8 | 0:00 | 0 | 0:00 | 0
2 | 8 | 1:00 | 0 | 1:00 | 0
3 | 8 | 2:00 | 0 | 2:00 | 0
4 | 8 | 3:00 | 0 | 3:00 | 0
5 | 8 | 4:00 | 0 | 4:00 | 0
6 | 8 | 5:00 | 0 | 5:00 | 0
7 | 8 | 6:00 | 24.94 | 6:00 | 24.81
8 | 8 | 7:00 | 67.84 | 7:00 | 67.5
9 | 8 | 8:00 | 84.55 | 8:00 | 84.12
10 | 8 | 9:00 | 94.15 | 9:00 | 93.68
11 | 8 | 10:00 | 95.07 | 10:00 | 94.6
12 | 8 | 11:00 | 94.57 | 11:00 | 94.1
13 | 8 | 12:00 | 88.96 | 12:00 | 88.52
14 | 8 | 13:00 | 89.63 | 13:00 | 89.19
15 | 8 | 14:00 | 93.13 | 14:00 | 92.67
16 | 8 | 15:00 | 86.44 | 15:00 | 86.01
17 | 8 | 16:00 | 72.37 | 16:00 | 72.01
18 | 8 | 17:00 | 31.17 | 17:00 | 31.01
19 | 8 | 18:00 | 2.54 | 18:00 | 2.53
20 | 8 | 19:00 | 0 | 19:00 | 0
21 | 8 | 20:00 | 0 | 20:00 | 0
22 | 8 | 21:00 | 0 | 21:00 | 0
23 | 8 | 22:00 | 0 | 22:00 | 0
24 | 8 | 23:00 | 0 | 23:00 | 0
1 | 8 | 0:00 | 0 | 0:00 | 0
2 | 8 | 1:00 | 0 | 1:00 | 0
3 | 8 | 2:00 | 0 | 2:00 | 0
4 | 8 | 3:00 | 0 | 3:00 | 0
5 | 8 | 4:00 | 0 | 4:00 | 0
6 | 8 | 5:00 | 0 | 5:00 | 0
7 | 8 | 6:00 | 22.8 | 6:00 | 22.69
8 | 8 | 7:00 | 65.52 | 7:00 | 65.2
9 | 8 | 8:00 | 82.41 | 8:00 | 82
10 | 8 | 9:00 | 90.71 | 9:00 | 90.26
11 | 8 | 10:00 | 90.71 | 10:00 | 90.26
12 | 8 | 11:00 | 92.82 | 11:00 | 92.35
13 | 8 | 12:00 | 93.85 | 12:00 | 93.38
14 | 8 | 13:00 | 93.6 | 13:00 | 93.14
15 | 8 | 14:00 | 89.99 | 14:00 | 89.54
16 | 8 | 15:00 | 82.04 | 15:00 | 81.63
17 | 8 | 16:00 | 68.17 | 16:00 | 67.83
18 | 8 | 17:00 | 30.16 | 17:00 | 30.01
19 | 8 | 18:00 | 2.24 | 18:00 | 2.22
20 | 8 | 19:00 | 0 | 19:00 | 0
21 | 8 | 20:00 | 0 | 20:00 | 0
22 | 8 | 21:00 | 0 | 21:00 | 0
23 | 8 | 22:00 | 0 | 22:00 | 0
24 | 8 | 23:00 | 0 | 23:00 | 0
1 | 8 | 0:00 | 0 | 0:00 | 0
2 | 8 | 1:00 | 0 | 1:00 | 0
3 | 8 | 2:00 | 0 | 2:00 | 0
4 | 8 | 3:00 | 0 | 3:00 | 0
5 | 8 | 4:00 | 0 | 4:00 | 0
6 | 8 | 5:00 | 0 | 5:00 | 0
7 | 8 | 6:00 | 25.14 | 6:00 | 25.01
8 | 8 | 7:00 | 71 | 7:00 | 70.65
9 | 8 | 8:00 | 89.59 | 8:00 | 89.14
10 | 8 | 9:00 | 91.88 | 9:00 | 91.42
11 | 8 | 10:00 | 91.59 | 10:00 | 91.13
12 | 8 | 11:00 | 90.91 | 11:00 | 90.46
13 | 8 | 12:00 | 85.87 | 12:00 | 85.44
14 | 8 | 13:00 | 85.74 | 13:00 | 85.31
15 | 8 | 14:00 | 85.92 | 14:00 | 85.49
16 | 8 | 15:00 | 77.12 | 15:00 | 76.74
17 | 8 | 16:00 | 65.42 | 16:00 | 65.09
18 | 8 | 17:00 | 26.93 | 17:00 | 26.8
19 | 8 | 18:00 | 1.8 | 18:00 | 1.8
20 | 8 | 19:00 | 0 | 19:00 | 0
21 | 8 | 20:00 | 0 | 20:00 | 0
22 | 8 | 21:00 | 0 | 21:00 | 0
23 | 8 | 22:00 | 0 | 22:00 | 0
24 | 8 | 23:00 | 0 | 23:00 | 0
1 | 8 | 0:00 | 0 | 0:00 | 0
2 | 8 | 1:00 | 0 | 1:00 | 0
3 | 8 | 2:00 | 0 | 2:00 | 0
4 | 8 | 3:00 | 0 | 3:00 | 0
5 | 8 | 4:00 | 0 | 4:00 | 0
6 | 8 | 5:00 | 0 | 5:00 | 0
7 | 8 | 6:00 | 19.46 | 6:00 | 19.36
8 | 8 | 7:00 | 53.31 | 7:00 | 53.05
9 | 8 | 8:00 | 67.36 | 8:00 | 67.02
10 | 8 | 9:00 | 75.55 | 9:00 | 75.17
11 | 8 | 10:00 | 75.43 | 10:00 | 75.05
12 | 8 | 11:00 | 78.19 | 11:00 | 77.8
13 | 8 | 12:00 | 79.53 | 12:00 | 79.13
14 | 8 | 13:00 | 81.27 | 13:00 | 80.86
15 | 8 | 14:00 | 80.87 | 14:00 | 80.46
16 | 8 | 15:00 | 73.08 | 15:00 | 72.71
17 | 8 | 16:00 | 63.97 | 16:00 | 63.65
18 | 8 | 17:00 | 29.4 | 17:00 | 29.25
19 | 8 | 18:00 | 1.59 | 18:00 | 1.58
20 | 8 | 19:00 | 0 | 19:00 | 0
21 | 8 | 20:00 | 0 | 20:00 | 0
22 | 8 | 21:00 | 0 | 21:00 | 0
23 | 8 | 22:00 | 0 | 22:00 | 0
24 | 8 | 23:00 | 0 | 23:00 | 0
1 | 8 | 0:00 | 0 | 0:00 | 0
2 | 8 | 1:00 | 0 | 1:00 | 0
3 | 8 | 2:00 | 0 | 2:00 | 0
4 | 8 | 3:00 | 0 | 3:00 | 0
5 | 8 | 4:00 | 0 | 4:00 | 0
6 | 8 | 5:00 | 0 | 5:00 | 0
7 | 8 | 6:00 | 20.36 | 6:00 | 20.26
8 | 8 | 7:00 | 55.67 | 7:00 | 55.39
9 | 8 | 8:00 | 72.04 | 8:00 | 71.68
10 | 8 | 9:00 | 77.96 | 9:00 | 77.57
11 | 8 | 10:00 | 84.85 | 10:00 | 84.42
12 | 8 | 11:00 | 83.69 | 11:00 | 83.27
13 | 8 | 12:00 | 81.49 | 12:00 | 81.08
14 | 8 | 13:00 | 80 | 13:00 | 79.6
15 | 8 | 14:00 | 80.03 | 14:00 | 79.63
16 | 8 | 15:00 | 74.62 | 15:00 | 74.25
17 | 8 | 16:00 | 63.2 | 16:00 | 62.88
18 | 8 | 17:00 | 25.73 | 17:00 | 25.6
19 | 8 | 18:00 | 1.15 | 18:00 | 1.14
20 | 8 | 19:00 | 0 | 19:00 | 0
21 | 8 | 20:00 | 0 | 20:00 | 0
22 | 8 | 21:00 | 0 | 21:00 | 0
23 | 8 | 22:00 | 0 | 22:00 | 0
24 | 8 | 23:00 | 0 | 23:00 | 0
1 | 8 | 0:00 | 0 | 0:00 | 0
2 | 8 | 1:00 | 0 | 1:00 | 0
3 | 8 | 2:00 | 0 | 2:00 | 0
4 | 8 | 3:00 | 0 | 3:00 | 0
5 | 8 | 4:00 | 0 | 4:00 | 0
6 | 8 | 5:00 | 0 | 5:00 | 0
7 | 8 | 6:00 | 20.34 | 6:00 | 20.24
8 | 8 | 7:00 | 56.68 | 7:00 | 56.4
9 | 8 | 8:00 | 71.13 | 8:00 | 70.78
10 | 8 | 9:00 | 74.69 | 9:00 | 74.32
11 | 8 | 10:00 | 77.09 | 10:00 | 76.7
12 | 8 | 11:00 | 78.82 | 11:00 | 78.42
13 | 8 | 12:00 | 83.07 | 12:00 | 82.66
14 | 8 | 13:00 | 84.51 | 13:00 | 84.09
15 | 8 | 14:00 | 81.51 | 14:00 | 81.1
16 | 8 | 15:00 | 77.4 | 15:00 | 77.02
17 | 8 | 16:00 | 68.22 | 16:00 | 67.88
18 | 8 | 17:00 | 28.62 | 17:00 | 28.47
19 | 8 | 18:00 | 1.05 | 18:00 | 1.05
20 | 8 | 19:00 | 0 | 19:00 | 0
21 | 8 | 20:00 | 0 | 20:00 | 0
22 | 8 | 21:00 | 0 | 21:00 | 0
23 | 8 | 22:00 | 0 | 22:00 | 0
24 | 8 | 23:00 | 0 | 23:00 | 0
1 | 8 | 0:00 | 0 | 0:00 | 0
2 | 8 | 1:00 | 0 | 1:00 | 0
3 | 8 | 2:00 | 0 | 2:00 | 0
4 | 8 | 3:00 | 0 | 3:00 | 0
5 | 8 | 4:00 | 0 | 4:00 | 0
6 | 8 | 5:00 | 0 | 5:00 | 0
7 | 8 | 6:00 | 21.49 | 6:00 | 21.39
8 | 8 | 7:00 | 62.59 | 7:00 | 62.27
9 | 8 | 8:00 | 83.8 | 8:00 | 83.38
10 | 8 | 9:00 | 87.13 | 9:00 | 86.69
11 | 8 | 10:00 | 86.43 | 10:00 | 86
12 | 8 | 11:00 | 86.81 | 11:00 | 86.37
13 | 8 | 12:00 | 86.56 | 12:00 | 86.13
14 | 8 | 13:00 | 82.33 | 13:00 | 81.92
15 | 8 | 14:00 | 76.9 | 14:00 | 76.51
16 | 8 | 15:00 | 68.82 | 15:00 | 68.47
17 | 8 | 16:00 | 52.99 | 16:00 | 52.73
18 | 8 | 17:00 | 24.36 | 17:00 | 24.23
19 | 8 | 18:00 | 0.58 | 18:00 | 0.58
20 | 8 | 19:00 | 0 | 19:00 | 0
21 | 8 | 20:00 | 0 | 20:00 | 0
22 | 8 | 21:00 | 0 | 21:00 | 0
23 | 8 | 22:00 | 0 | 22:00 | 0
24 | 8 | 23:00 | 0 | 23:00 | 0
1 | 8 | 0:00 | 0 | 0:00 | 0
2 | 8 | 1:00 | 0 | 1:00 | 0
3 | 8 | 2:00 | 0 | 2:00 | 0
4 | 8 | 3:00 | 0 | 3:00 | 0
5 | 8 | 4:00 | 0 | 4:00 | 0
6 | 8 | 5:00 | 0 | 5:00 | 0
7 | 8 | 6:00 | 18.08 | 6:00 | 17.99
8 | 8 | 7:00 | 50.98 | 7:00 | 50.72
9 | 8 | 8:00 | 65.39 | 8:00 | 65.06
10 | 8 | 9:00 | 70.4 | 9:00 | 70.05
11 | 8 | 10:00 | 77.49 | 10:00 | 77.1
12 | 8 | 11:00 | 78.69 | 11:00 | 78.3
13 | 8 | 12:00 | 75.35 | 12:00 | 74.97
14 | 8 | 13:00 | 74.59 | 13:00 | 74.22
15 | 8 | 14:00 | 74.5 | 14:00 | 74.13
16 | 8 | 15:00 | 67.63 | 15:00 | 67.29
17 | 8 | 16:00 | 57.33 | 16:00 | 57.04
18 | 8 | 17:00 | 23.81 | 17:00 | 23.69
19 | 8 | 18:00 | 0.3 | 18:00 | 0.3
20 | 8 | 19:00 | 0 | 19:00 | 0
21 | 8 | 20:00 | 0 | 20:00 | 0
22 | 8 | 21:00 | 0 | 21:00 | 0
23 | 8 | 22:00 | 0 | 22:00 | 0
24 | 8 | 23:00 | 0 | 23:00 | 0
1 | 9 | 0:00 | 0 | 0:00 | 0
2 | 9 | 1:00 | 0 | 1:00 | 0
3 | 9 | 2:00 | 0 | 2:00 | 0
4 | 9 | 3:00 | 0 | 3:00 | 0
5 | 9 | 4:00 | 0 | 4:00 | 0
6 | 9 | 5:00 | 0 | 5:00 | 0
7 | 9 | 6:00 | 18.79 | 6:00 | 18.69
8 | 9 | 7:00 | 55.99 | 7:00 | 55.71
9 | 9 | 8:00 | 69.03 | 8:00 | 68.68
10 | 9 | 9:00 | 77.97 | 9:00 | 77.58
11 | 9 | 10:00 | 82.33 | 10:00 | 81.92
12 | 9 | 11:00 | 84.06 | 11:00 | 83.64
13 | 9 | 12:00 | 82.87 | 12:00 | 82.45
14 | 9 | 13:00 | 84.73 | 13:00 | 84.31
15 | 9 | 14:00 | 81.7 | 14:00 | 81.29
16 | 9 | 15:00 | 76.44 | 15:00 | 76.06
17 | 9 | 16:00 | 64.97 | 16:00 | 64.65
18 | 9 | 17:00 | 24.84 | 17:00 | 24.71
19 | 9 | 18:00 | 0.37 | 18:00 | 0.37
20 | 9 | 19:00 | 0 | 19:00 | 0
21 | 9 | 20:00 | 0 | 20:00 | 0
22 | 9 | 21:00 | 0 | 21:00 | 0
23 | 9 | 22:00 | 0 | 22:00 | 0
24 | 9 | 23:00 | 0 | 23:00 | 0
1 | 9 | 0:00 | 0 | 0:00 | 0
2 | 9 | 1:00 | 0 | 1:00 | 0
3 | 9 | 2:00 | 0 | 2:00 | 0
4 | 9 | 3:00 | 0 | 3:00 | 0
5 | 9 | 4:00 | 0 | 4:00 | 0
6 | 9 | 5:00 | 0 | 5:00 | 0
7 | 9 | 6:00 | 20.37 | 6:00 | 20.27
8 | 9 | 7:00 | 60.49 | 7:00 | 60.19
9 | 9 | 8:00 | 75.85 | 8:00 | 75.47
10 | 9 | 9:00 | 80.17 | 9:00 | 79.77
11 | 9 | 10:00 | 83.74 | 10:00 | 83.32
12 | 9 | 11:00 | 84.88 | 11:00 | 84.45
13 | 9 | 12:00 | 84.5 | 12:00 | 84.08
14 | 9 | 13:00 | 83.83 | 13:00 | 83.41
15 | 9 | 14:00 | 81.07 | 14:00 | 80.66
16 | 9 | 15:00 | 79.06 | 15:00 | 78.66
17 | 9 | 16:00 | 66.69 | 16:00 | 66.36
18 | 9 | 17:00 | 27 | 17:00 | 26.86
19 | 9 | 18:00 | 0.22 | 18:00 | 0.22
20 | 9 | 19:00 | 0 | 19:00 | 0
21 | 9 | 20:00 | 0 | 20:00 | 0
22 | 9 | 21:00 | 0 | 21:00 | 0
23 | 9 | 22:00 | 0 | 22:00 | 0
24 | 9 | 23:00 | 0 | 23:00 | 0
1 | 9 | 0:00 | 0 | 0:00 | 0
2 | 9 | 1:00 | 0 | 1:00 | 0
3 | 9 | 2:00 | 0 | 2:00 | 0
4 | 9 | 3:00 | 0 | 3:00 | 0
5 | 9 | 4:00 | 0 | 4:00 | 0
6 | 9 | 5:00 | 0 | 5:00 | 0
7 | 9 | 6:00 | 20.39 | 6:00 | 20.28
8 | 9 | 7:00 | 60.35 | 7:00 | 60.04
9 | 9 | 8:00 | 75.82 | 8:00 | 75.44
10 | 9 | 9:00 | 80.78 | 9:00 | 80.37
11 | 9 | 10:00 | 85 | 10:00 | 84.58
12 | 9 | 11:00 | 84.01 | 11:00 | 83.59
13 | 9 | 12:00 | 84.07 | 12:00 | 83.65
14 | 9 | 13:00 | 84.43 | 13:00 | 84
15 | 9 | 14:00 | 86.48 | 14:00 | 86.05
16 | 9 | 15:00 | 82.6 | 15:00 | 82.19
17 | 9 | 16:00 | 64.83 | 16:00 | 64.51
18 | 9 | 17:00 | 25.16 | 17:00 | 25.04
19 | 9 | 18:00 | 0.12 | 18:00 | 0.12
20 | 9 | 19:00 | 0 | 19:00 | 0
21 | 9 | 20:00 | 0 | 20:00 | 0
22 | 9 | 21:00 | 0 | 21:00 | 0
23 | 9 | 22:00 | 0 | 22:00 | 0
24 | 9 | 23:00 | 0 | 23:00 | 0
1 | 9 | 0:00 | 0 | 0:00 | 0
2 | 9 | 1:00 | 0 | 1:00 | 0
3 | 9 | 2:00 | 0 | 2:00 | 0
4 | 9 | 3:00 | 0 | 3:00 | 0
5 | 9 | 4:00 | 0 | 4:00 | 0
6 | 9 | 5:00 | 0 | 5:00 | 0
7 | 9 | 6:00 | 21.03 | 6:00 | 20.93
8 | 9 | 7:00 | 62.09 | 7:00 | 61.78
9 | 9 | 8:00 | 76.72 | 8:00 | 76.34
10 | 9 | 9:00 | 88.22 | 9:00 | 87.78
11 | 9 | 10:00 | 94.2 | 10:00 | 93.72
12 | 9 | 11:00 | 95.27 | 11:00 | 94.79
13 | 9 | 12:00 | 91.8 | 12:00 | 91.34
14 | 9 | 13:00 | 89.42 | 13:00 | 88.97
15 | 9 | 14:00 | 87.85 | 14:00 | 87.41
16 | 9 | 15:00 | 84.41 | 15:00 | 83.99
17 | 9 | 16:00 | 77.4 | 16:00 | 77.01
18 | 9 | 17:00 | 28.33 | 17:00 | 28.19
19 | 9 | 18:00 | 0 | 18:00 | 0
20 | 9 | 19:00 | 0 | 19:00 | 0
21 | 9 | 20:00 | 0 | 20:00 | 0
22 | 9 | 21:00 | 0 | 21:00 | 0
23 | 9 | 22:00 | 0 | 22:00 | 0
24 | 9 | 23:00 | 0 | 23:00 | 0
1 | 9 | 0:00 | 0 | 0:00 | 0
2 | 9 | 1:00 | 0 | 1:00 | 0
3 | 9 | 2:00 | 0 | 2:00 | 0
4 | 9 | 3:00 | 0 | 3:00 | 0
5 | 9 | 4:00 | 0 | 4:00 | 0
6 | 9 | 5:00 | 0 | 5:00 | 0
7 | 9 | 6:00 | 20.15 | 6:00 | 20.05
8 | 9 | 7:00 | 57.76 | 7:00 | 57.48
9 | 9 | 8:00 | 76.08 | 8:00 | 75.7
10 | 9 | 9:00 | 83.78 | 9:00 | 83.36
11 | 9 | 10:00 | 84.32 | 10:00 | 83.9
12 | 9 | 11:00 | 87.19 | 11:00 | 86.75
13 | 9 | 12:00 | 83.89 | 12:00 | 83.47
14 | 9 | 13:00 | 84.51 | 13:00 | 84.09
15 | 9 | 14:00 | 83.17 | 14:00 | 82.75
16 | 9 | 15:00 | 78.09 | 15:00 | 77.7
17 | 9 | 16:00 | 65.19 | 16:00 | 64.86
18 | 9 | 17:00 | 23.5 | 17:00 | 23.39
19 | 9 | 18:00 | 0 | 18:00 | 0
20 | 9 | 19:00 | 0 | 19:00 | 0
21 | 9 | 20:00 | 0 | 20:00 | 0
22 | 9 | 21:00 | 0 | 21:00 | 0
23 | 9 | 22:00 | 0 | 22:00 | 0
24 | 9 | 23:00 | 0 | 23:00 | 0
1 | 9 | 0:00 | 0 | 0:00 | 0
2 | 9 | 1:00 | 0 | 1:00 | 0
3 | 9 | 2:00 | 0 | 2:00 | 0
4 | 9 | 3:00 | 0 | 3:00 | 0
5 | 9 | 4:00 | 0 | 4:00 | 0
6 | 9 | 5:00 | 0 | 5:00 | 0
7 | 9 | 6:00 | 17.27 | 6:00 | 17.19
8 | 9 | 7:00 | 54.29 | 7:00 | 54.02
9 | 9 | 8:00 | 73.69 | 8:00 | 73.32
10 | 9 | 9:00 | 81.49 | 9:00 | 81.08
11 | 9 | 10:00 | 84.38 | 10:00 | 83.95
12 | 9 | 11:00 | 80.13 | 11:00 | 79.73
13 | 9 | 12:00 | 78.47 | 12:00 | 78.08
14 | 9 | 13:00 | 77.71 | 13:00 | 77.32
15 | 9 | 14:00 | 80.24 | 14:00 | 79.84
16 | 9 | 15:00 | 73.51 | 15:00 | 73.14
17 | 9 | 16:00 | 54.34 | 16:00 | 54.07
18 | 9 | 17:00 | 19.91 | 17:00 | 19.81
19 | 9 | 18:00 | 0 | 18:00 | 0
20 | 9 | 19:00 | 0 | 19:00 | 0
21 | 9 | 20:00 | 0 | 20:00 | 0
22 | 9 | 21:00 | 0 | 21:00 | 0
23 | 9 | 22:00 | 0 | 22:00 | 0
24 | 9 | 23:00 | 0 | 23:00 | 0
1 | 9 | 0:00 | 0 | 0:00 | 0
2 | 9 | 1:00 | 0 | 1:00 | 0
3 | 9 | 2:00 | 0 | 2:00 | 0
4 | 9 | 3:00 | 0 | 3:00 | 0
5 | 9 | 4:00 | 0 | 4:00 | 0
6 | 9 | 5:00 | 0 | 5:00 | 0
7 | 9 | 6:00 | 14.93 | 6:00 | 14.86
8 | 9 | 7:00 | 47.68 | 7:00 | 47.44
9 | 9 | 8:00 | 61.42 | 8:00 | 61.11
10 | 9 | 9:00 | 69.17 | 9:00 | 68.82
11 | 9 | 10:00 | 73.44 | 10:00 | 73.07
12 | 9 | 11:00 | 76.68 | 11:00 | 76.3
13 | 9 | 12:00 | 76.56 | 12:00 | 76.18
14 | 9 | 13:00 | 76.92 | 13:00 | 76.54
15 | 9 | 14:00 | 72.17 | 14:00 | 71.81
16 | 9 | 15:00 | 65.55 | 15:00 | 65.22
17 | 9 | 16:00 | 54.9 | 16:00 | 54.62
18 | 9 | 17:00 | 18.54 | 17:00 | 18.45
19 | 9 | 18:00 | 0 | 18:00 | 0
20 | 9 | 19:00 | 0 | 19:00 | 0
21 | 9 | 20:00 | 0 | 20:00 | 0
22 | 9 | 21:00 | 0 | 21:00 | 0
23 | 9 | 22:00 | 0 | 22:00 | 0
24 | 9 | 23:00 | 0 | 23:00 | 0
1 | 9 | 0:00 | 0 | 0:00 | 0
2 | 9 | 1:00 | 0 | 1:00 | 0
3 | 9 | 2:00 | 0 | 2:00 | 0
4 | 9 | 3:00 | 0 | 3:00 | 0
5 | 9 | 4:00 | 0 | 4:00 | 0
6 | 9 | 5:00 | 0 | 5:00 | 0
7 | 9 | 6:00 | 17.56 | 6:00 | 17.47
8 | 9 | 7:00 | 57.39 | 7:00 | 57.11
9 | 9 | 8:00 | 75.13 | 8:00 | 74.76
10 | 9 | 9:00 | 79.84 | 9:00 | 79.44
11 | 9 | 10:00 | 82.59 | 10:00 | 82.18
12 | 9 | 11:00 | 82.55 | 11:00 | 82.13
13 | 9 | 12:00 | 84.79 | 12:00 | 84.37
14 | 9 | 13:00 | 84.99 | 13:00 | 84.56
15 | 9 | 14:00 | 78.71 | 14:00 | 78.32
16 | 9 | 15:00 | 76.06 | 15:00 | 75.68
17 | 9 | 16:00 | 54.87 | 16:00 | 54.59
18 | 9 | 17:00 | 18.33 | 17:00 | 18.24
19 | 9 | 18:00 | 0 | 18:00 | 0
20 | 9 | 19:00 | 0 | 19:00 | 0
21 | 9 | 20:00 | 0 | 20:00 | 0
22 | 9 | 21:00 | 0 | 21:00 | 0
23 | 9 | 22:00 | 0 | 22:00 | 0
24 | 9 | 23:00 | 0 | 23:00 | 0
1 | 9 | 0:00 | 0 | 0:00 | 0
2 | 9 | 1:00 | 0 | 1:00 | 0
3 | 9 | 2:00 | 0 | 2:00 | 0
4 | 9 | 3:00 | 0 | 3:00 | 0
5 | 9 | 4:00 | 0 | 4:00 | 0
6 | 9 | 5:00 | 0 | 5:00 | 0
7 | 9 | 6:00 | 13.91 | 6:00 | 13.84
8 | 9 | 7:00 | 44.8 | 7:00 | 44.57
9 | 9 | 8:00 | 57.25 | 8:00 | 56.96
10 | 9 | 9:00 | 61.16 | 9:00 | 60.85
11 | 9 | 10:00 | 73.03 | 10:00 | 72.66
12 | 9 | 11:00 | 78.86 | 11:00 | 78.46
13 | 9 | 12:00 | 77.24 | 12:00 | 76.86
14 | 9 | 13:00 | 70.16 | 13:00 | 69.81
15 | 9 | 14:00 | 70.23 | 14:00 | 69.88
16 | 9 | 15:00 | 64.11 | 15:00 | 63.79
17 | 9 | 16:00 | 52.02 | 16:00 | 51.76
18 | 9 | 17:00 | 16.83 | 17:00 | 16.75
19 | 9 | 18:00 | 0 | 18:00 | 0
20 | 9 | 19:00 | 0 | 19:00 | 0
21 | 9 | 20:00 | 0 | 20:00 | 0
22 | 9 | 21:00 | 0 | 21:00 | 0
23 | 9 | 22:00 | 0 | 22:00 | 0
24 | 9 | 23:00 | 0 | 23:00 | 0
1 | 9 | 0:00 | 0 | 0:00 | 0
2 | 9 | 1:00 | 0 | 1:00 | 0
3 | 9 | 2:00 | 0 | 2:00 | 0
4 | 9 | 3:00 | 0 | 3:00 | 0
5 | 9 | 4:00 | 0 | 4:00 | 0
6 | 9 | 5:00 | 0 | 5:00 | 0
7 | 9 | 6:00 | 16.28 | 6:00 | 16.2
8 | 9 | 7:00 | 55.38 | 7:00 | 55.1
9 | 9 | 8:00 | 71.86 | 8:00 | 71.5
10 | 9 | 9:00 | 78.53 | 9:00 | 78.13
11 | 9 | 10:00 | 83.47 | 10:00 | 83.06
12 | 9 | 11:00 | 83.97 | 11:00 | 83.55
13 | 9 | 12:00 | 82.33 | 12:00 | 81.92
14 | 9 | 13:00 | 76.39 | 13:00 | 76.01
15 | 9 | 14:00 | 74.7 | 14:00 | 74.33
16 | 9 | 15:00 | 74.01 | 15:00 | 73.64
17 | 9 | 16:00 | 53.87 | 16:00 | 53.6
18 | 9 | 17:00 | 16.74 | 17:00 | 16.66
19 | 9 | 18:00 | 0 | 18:00 | 0
20 | 9 | 19:00 | 0 | 19:00 | 0
21 | 9 | 20:00 | 0 | 20:00 | 0
22 | 9 | 21:00 | 0 | 21:00 | 0
23 | 9 | 22:00 | 0 | 22:00 | 0
24 | 9 | 23:00 | 0 | 23:00 | 0
1 | 9 | 0:00 | 0 | 0:00 | 0
2 | 9 | 1:00 | 0 | 1:00 | 0
3 | 9 | 2:00 | 0 | 2:00 | 0
4 | 9 | 3:00 | 0 | 3:00 | 0
5 | 9 | 4:00 | 0 | 4:00 | 0
6 | 9 | 5:00 | 0 | 5:00 | 0
7 | 9 | 6:00 | 14.01 | 6:00 | 13.94
8 | 9 | 7:00 | 47.98 | 7:00 | 47.74
9 | 9 | 8:00 | 57.71 | 8:00 | 57.42
10 | 9 | 9:00 | 64.49 | 9:00 | 64.17
11 | 9 | 10:00 | 71.16 | 10:00 | 70.8
12 | 9 | 11:00 | 74.87 | 11:00 | 74.5
13 | 9 | 12:00 | 74.31 | 12:00 | 73.94
14 | 9 | 13:00 | 80.06 | 13:00 | 79.66
15 | 9 | 14:00 | 76.26 | 14:00 | 75.88
16 | 9 | 15:00 | 71.74 | 15:00 | 71.38
17 | 9 | 16:00 | 58.73 | 16:00 | 58.44
18 | 9 | 17:00 | 17.91 | 17:00 | 17.82
19 | 9 | 18:00 | 0 | 18:00 | 0
20 | 9 | 19:00 | 0 | 19:00 | 0
21 | 9 | 20:00 | 0 | 20:00 | 0
22 | 9 | 21:00 | 0 | 21:00 | 0
23 | 9 | 22:00 | 0 | 22:00 | 0
24 | 9 | 23:00 | 0 | 23:00 | 0
1 | 9 | 0:00 | 0 | 0:00 | 0
2 | 9 | 1:00 | 0 | 1:00 | 0
3 | 9 | 2:00 | 0 | 2:00 | 0
4 | 9 | 3:00 | 0 | 3:00 | 0
5 | 9 | 4:00 | 0 | 4:00 | 0
6 | 9 | 5:00 | 0 | 5:00 | 0
7 | 9 | 6:00 | 15.24 | 6:00 | 15.16
8 | 9 | 7:00 | 50.04 | 7:00 | 49.79
9 | 9 | 8:00 | 62.98 | 8:00 | 62.66
10 | 9 | 9:00 | 74.29 | 9:00 | 73.92
11 | 9 | 10:00 | 77.43 | 10:00 | 77.04
12 | 9 | 11:00 | 74.68 | 11:00 | 74.31
13 | 9 | 12:00 | 72.36 | 12:00 | 72
14 | 9 | 13:00 | 75.64 | 13:00 | 75.26
15 | 9 | 14:00 | 77.15 | 14:00 | 76.77
16 | 9 | 15:00 | 68.52 | 15:00 | 68.18
17 | 9 | 16:00 | 49.36 | 16:00 | 49.11
18 | 9 | 17:00 | 15.21 | 17:00 | 15.13
19 | 9 | 18:00 | 0 | 18:00 | 0
20 | 9 | 19:00 | 0 | 19:00 | 0
21 | 9 | 20:00 | 0 | 20:00 | 0
22 | 9 | 21:00 | 0 | 21:00 | 0
23 | 9 | 22:00 | 0 | 22:00 | 0
24 | 9 | 23:00 | 0 | 23:00 | 0
1 | 9 | 0:00 | 0 | 0:00 | 0
2 | 9 | 1:00 | 0 | 1:00 | 0
3 | 9 | 2:00 | 0 | 2:00 | 0
4 | 9 | 3:00 | 0 | 3:00 | 0
5 | 9 | 4:00 | 0 | 4:00 | 0
6 | 9 | 5:00 | 0 | 5:00 | 0
7 | 9 | 6:00 | 15.5 | 6:00 | 15.42
8 | 9 | 7:00 | 53.89 | 7:00 | 53.62
9 | 9 | 8:00 | 69.13 | 8:00 | 68.79
10 | 9 | 9:00 | 72.31 | 9:00 | 71.95
11 | 9 | 10:00 | 82.51 | 10:00 | 82.09
12 | 9 | 11:00 | 82.64 | 11:00 | 82.23
13 | 9 | 12:00 | 78.54 | 12:00 | 78.15
14 | 9 | 13:00 | 78.89 | 13:00 | 78.5
15 | 9 | 14:00 | 68.6 | 14:00 | 68.26
16 | 9 | 15:00 | 60.88 | 15:00 | 60.58
17 | 9 | 16:00 | 48.85 | 16:00 | 48.61
18 | 9 | 17:00 | 15.01 | 17:00 | 14.94
19 | 9 | 18:00 | 0 | 18:00 | 0
20 | 9 | 19:00 | 0 | 19:00 | 0
21 | 9 | 20:00 | 0 | 20:00 | 0
22 | 9 | 21:00 | 0 | 21:00 | 0
23 | 9 | 22:00 | 0 | 22:00 | 0
24 | 9 | 23:00 | 0 | 23:00 | 0
1 | 9 | 0:00 | 0 | 0:00 | 0
2 | 9 | 1:00 | 0 | 1:00 | 0
3 | 9 | 2:00 | 0 | 2:00 | 0
4 | 9 | 3:00 | 0 | 3:00 | 0
5 | 9 | 4:00 | 0 | 4:00 | 0
6 | 9 | 5:00 | 0 | 5:00 | 0
7 | 9 | 6:00 | 16.13 | 6:00 | 16.05
8 | 9 | 7:00 | 55.07 | 7:00 | 54.8
9 | 9 | 8:00 | 71.18 | 8:00 | 70.82
10 | 9 | 9:00 | 77.72 | 9:00 | 77.33
11 | 9 | 10:00 | 80.79 | 10:00 | 80.38
12 | 9 | 11:00 | 81.45 | 11:00 | 81.05
13 | 9 | 12:00 | 77.33 | 12:00 | 76.95
14 | 9 | 13:00 | 69.43 | 13:00 | 69.08
15 | 9 | 14:00 | 69.57 | 14:00 | 69.22
16 | 9 | 15:00 | 68.4 | 15:00 | 68.05
17 | 9 | 16:00 | 53.85 | 16:00 | 53.58
18 | 9 | 17:00 | 15.09 | 17:00 | 15.01
19 | 9 | 18:00 | 0 | 18:00 | 0
20 | 9 | 19:00 | 0 | 19:00 | 0
21 | 9 | 20:00 | 0 | 20:00 | 0
22 | 9 | 21:00 | 0 | 21:00 | 0
23 | 9 | 22:00 | 0 | 22:00 | 0
24 | 9 | 23:00 | 0 | 23:00 | 0
1 | 9 | 0:00 | 0 | 0:00 | 0
2 | 9 | 1:00 | 0 | 1:00 | 0
3 | 9 | 2:00 | 0 | 2:00 | 0
4 | 9 | 3:00 | 0 | 3:00 | 0
5 | 9 | 4:00 | 0 | 4:00 | 0
6 | 9 | 5:00 | 0 | 5:00 | 0
7 | 9 | 6:00 | 15.17 | 6:00 | 15.09
8 | 9 | 7:00 | 51.81 | 7:00 | 51.55
9 | 9 | 8:00 | 66.11 | 8:00 | 65.77
10 | 9 | 9:00 | 72.8 | 9:00 | 72.44
11 | 9 | 10:00 | 77.59 | 10:00 | 77.2
12 | 9 | 11:00 | 78.55 | 11:00 | 78.15
13 | 9 | 12:00 | 78.89 | 12:00 | 78.5
14 | 9 | 13:00 | 76.31 | 13:00 | 75.92
15 | 9 | 14:00 | 74.65 | 14:00 | 74.28
16 | 9 | 15:00 | 67.07 | 15:00 | 66.73
17 | 9 | 16:00 | 50.79 | 16:00 | 50.53
18 | 9 | 17:00 | 13.25 | 17:00 | 13.19
19 | 9 | 18:00 | 0 | 18:00 | 0
20 | 9 | 19:00 | 0 | 19:00 | 0
21 | 9 | 20:00 | 0 | 20:00 | 0
22 | 9 | 21:00 | 0 | 21:00 | 0
23 | 9 | 22:00 | 0 | 22:00 | 0
24 | 9 | 23:00 | 0 | 23:00 | 0
1 | 9 | 0:00 | 0 | 0:00 | 0
2 | 9 | 1:00 | 0 | 1:00 | 0
3 | 9 | 2:00 | 0 | 2:00 | 0
4 | 9 | 3:00 | 0 | 3:00 | 0
5 | 9 | 4:00 | 0 | 4:00 | 0
6 | 9 | 5:00 | 0 | 5:00 | 0
7 | 9 | 6:00 | 13.67 | 6:00 | 13.6
8 | 9 | 7:00 | 49.61 | 7:00 | 49.36
9 | 9 | 8:00 | 64.99 | 8:00 | 64.66
10 | 9 | 9:00 | 68.25 | 9:00 | 67.91
11 | 9 | 10:00 | 69.21 | 10:00 | 68.87
12 | 9 | 11:00 | 70.97 | 11:00 | 70.61
13 | 9 | 12:00 | 72.99 | 12:00 | 72.62
14 | 9 | 13:00 | 76.83 | 13:00 | 76.44
15 | 9 | 14:00 | 78.63 | 14:00 | 78.24
16 | 9 | 15:00 | 67.11 | 15:00 | 66.77
17 | 9 | 16:00 | 47.59 | 16:00 | 47.35
18 | 9 | 17:00 | 13.17 | 17:00 | 13.1
19 | 9 | 18:00 | 0 | 18:00 | 0
20 | 9 | 19:00 | 0 | 19:00 | 0
21 | 9 | 20:00 | 0 | 20:00 | 0
22 | 9 | 21:00 | 0 | 21:00 | 0
23 | 9 | 22:00 | 0 | 22:00 | 0
24 | 9 | 23:00 | 0 | 23:00 | 0
1 | 9 | 0:00 | 0 | 0:00 | 0
2 | 9 | 1:00 | 0 | 1:00 | 0
3 | 9 | 2:00 | 0 | 2:00 | 0
4 | 9 | 3:00 | 0 | 3:00 | 0
5 | 9 | 4:00 | 0 | 4:00 | 0
6 | 9 | 5:00 | 0 | 5:00 | 0
7 | 9 | 6:00 | 13.78 | 6:00 | 13.71
8 | 9 | 7:00 | 51.87 | 7:00 | 51.61
9 | 9 | 8:00 | 73.14 | 8:00 | 72.78
10 | 9 | 9:00 | 80.25 | 9:00 | 79.85
11 | 9 | 10:00 | 82.82 | 10:00 | 82.41
12 | 9 | 11:00 | 79.09 | 11:00 | 78.7
13 | 9 | 12:00 | 77.55 | 12:00 | 77.16
14 | 9 | 13:00 | 79.94 | 13:00 | 79.54
15 | 9 | 14:00 | 77.11 | 14:00 | 76.73
16 | 9 | 15:00 | 74.71 | 15:00 | 74.34
17 | 9 | 16:00 | 52.03 | 16:00 | 51.77
18 | 9 | 17:00 | 13.6 | 17:00 | 13.53
19 | 9 | 18:00 | 0 | 18:00 | 0
20 | 9 | 19:00 | 0 | 19:00 | 0
21 | 9 | 20:00 | 0 | 20:00 | 0
22 | 9 | 21:00 | 0 | 21:00 | 0
23 | 9 | 22:00 | 0 | 22:00 | 0
24 | 9 | 23:00 | 0 | 23:00 | 0
1 | 9 | 0:00 | 0 | 0:00 | 0
2 | 9 | 1:00 | 0 | 1:00 | 0
3 | 9 | 2:00 | 0 | 2:00 | 0
4 | 9 | 3:00 | 0 | 3:00 | 0
5 | 9 | 4:00 | 0 | 4:00 | 0
6 | 9 | 5:00 | 0 | 5:00 | 0
7 | 9 | 6:00 | 13.92 | 6:00 | 13.85
8 | 9 | 7:00 | 53.83 | 7:00 | 53.56
9 | 9 | 8:00 | 70.03 | 8:00 | 69.68
10 | 9 | 9:00 | 74.36 | 9:00 | 73.99
11 | 9 | 10:00 | 79.56 | 10:00 | 79.16
12 | 9 | 11:00 | 76.91 | 11:00 | 76.52
13 | 9 | 12:00 | 76.19 | 12:00 | 75.81
14 | 9 | 13:00 | 84.14 | 13:00 | 83.72
15 | 9 | 14:00 | 82.21 | 14:00 | 81.8
16 | 9 | 15:00 | 76.99 | 15:00 | 76.6
17 | 9 | 16:00 | 50.41 | 16:00 | 50.16
18 | 9 | 17:00 | 12.16 | 17:00 | 12.1
19 | 9 | 18:00 | 0 | 18:00 | 0
20 | 9 | 19:00 | 0 | 19:00 | 0
21 | 9 | 20:00 | 0 | 20:00 | 0
22 | 9 | 21:00 | 0 | 21:00 | 0
23 | 9 | 22:00 | 0 | 22:00 | 0
24 | 9 | 23:00 | 0 | 23:00 | 0
1 | 9 | 0:00 | 0 | 0:00 | 0
2 | 9 | 1:00 | 0 | 1:00 | 0
3 | 9 | 2:00 | 0 | 2:00 | 0
4 | 9 | 3:00 | 0 | 3:00 | 0
5 | 9 | 4:00 | 0 | 4:00 | 0
6 | 9 | 5:00 | 0 | 5:00 | 0
7 | 9 | 6:00 | 13.62 | 6:00 | 13.55
8 | 9 | 7:00 | 51.91 | 7:00 | 51.65
9 | 9 | 8:00 | 72.79 | 8:00 | 72.42
10 | 9 | 9:00 | 81.36 | 9:00 | 80.95
11 | 9 | 10:00 | 83.6 | 10:00 | 83.18
12 | 9 | 11:00 | 85.11 | 11:00 | 84.69
13 | 9 | 12:00 | 83.83 | 12:00 | 83.42
14 | 9 | 13:00 | 84.05 | 13:00 | 83.63
15 | 9 | 14:00 | 83.53 | 14:00 | 83.11
16 | 9 | 15:00 | 76.75 | 15:00 | 76.37
17 | 9 | 16:00 | 53.89 | 16:00 | 53.62
18 | 9 | 17:00 | 12.38 | 17:00 | 12.31
19 | 9 | 18:00 | 0 | 18:00 | 0
20 | 9 | 19:00 | 0 | 19:00 | 0
21 | 9 | 20:00 | 0 | 20:00 | 0
22 | 9 | 21:00 | 0 | 21:00 | 0
23 | 9 | 22:00 | 0 | 22:00 | 0
24 | 9 | 23:00 | 0 | 23:00 | 0
1 | 9 | 0:00 | 0 | 0:00 | 0
2 | 9 | 1:00 | 0 | 1:00 | 0
3 | 9 | 2:00 | 0 | 2:00 | 0
4 | 9 | 3:00 | 0 | 3:00 | 0
5 | 9 | 4:00 | 0 | 4:00 | 0
6 | 9 | 5:00 | 0 | 5:00 | 0
7 | 9 | 6:00 | 14.9 | 6:00 | 14.82
8 | 9 | 7:00 | 58.38 | 7:00 | 58.09
9 | 9 | 8:00 | 83.63 | 8:00 | 83.21
10 | 9 | 9:00 | 92.36 | 9:00 | 91.9
11 | 9 | 10:00 | 91.55 | 10:00 | 91.1
12 | 9 | 11:00 | 87.37 | 11:00 | 86.93
13 | 9 | 12:00 | 87.9 | 12:00 | 87.46
14 | 9 | 13:00 | 84.87 | 13:00 | 84.45
15 | 9 | 14:00 | 88.83 | 14:00 | 88.39
16 | 9 | 15:00 | 84.11 | 15:00 | 83.68
17 | 9 | 16:00 | 56.1 | 16:00 | 55.82
18 | 9 | 17:00 | 11.73 | 17:00 | 11.67
19 | 9 | 18:00 | 0 | 18:00 | 0
20 | 9 | 19:00 | 0 | 19:00 | 0
21 | 9 | 20:00 | 0 | 20:00 | 0
22 | 9 | 21:00 | 0 | 21:00 | 0
23 | 9 | 22:00 | 0 | 22:00 | 0
24 | 9 | 23:00 | 0 | 23:00 | 0
1 | 9 | 0:00 | 0 | 0:00 | 0
2 | 9 | 1:00 | 0 | 1:00 | 0
3 | 9 | 2:00 | 0 | 2:00 | 0
4 | 9 | 3:00 | 0 | 3:00 | 0
5 | 9 | 4:00 | 0 | 4:00 | 0
6 | 9 | 5:00 | 0 | 5:00 | 0
7 | 9 | 6:00 | 14.07 | 6:00 | 14
8 | 9 | 7:00 | 53.38 | 7:00 | 53.12
9 | 9 | 8:00 | 75.81 | 8:00 | 75.43
10 | 9 | 9:00 | 81.95 | 9:00 | 81.54
11 | 9 | 10:00 | 84.68 | 10:00 | 84.25
12 | 9 | 11:00 | 84.28 | 11:00 | 83.86
13 | 9 | 12:00 | 80.57 | 12:00 | 80.17
14 | 9 | 13:00 | 79.85 | 13:00 | 79.45
15 | 9 | 14:00 | 81.69 | 14:00 | 81.28
16 | 9 | 15:00 | 74.3 | 15:00 | 73.92
17 | 9 | 16:00 | 50.16 | 16:00 | 49.91
18 | 9 | 17:00 | 10.29 | 17:00 | 10.23
19 | 9 | 18:00 | 0 | 18:00 | 0
20 | 9 | 19:00 | 0 | 19:00 | 0
21 | 9 | 20:00 | 0 | 20:00 | 0
22 | 9 | 21:00 | 0 | 21:00 | 0
23 | 9 | 22:00 | 0 | 22:00 | 0
24 | 9 | 23:00 | 0 | 23:00 | 0
1 | 9 | 0:00 | 0 | 0:00 | 0
2 | 9 | 1:00 | 0 | 1:00 | 0
3 | 9 | 2:00 | 0 | 2:00 | 0
4 | 9 | 3:00 | 0 | 3:00 | 0
5 | 9 | 4:00 | 0 | 4:00 | 0
6 | 9 | 5:00 | 0 | 5:00 | 0
7 | 9 | 6:00 | 11.04 | 6:00 | 10.98
8 | 9 | 7:00 | 47.94 | 7:00 | 47.7
9 | 9 | 8:00 | 64.07 | 8:00 | 63.74
10 | 9 | 9:00 | 62.04 | 9:00 | 61.73
11 | 9 | 10:00 | 65.79 | 10:00 | 65.46
12 | 9 | 11:00 | 69.21 | 11:00 | 68.86
13 | 9 | 12:00 | 68.27 | 12:00 | 67.92
14 | 9 | 13:00 | 67.56 | 13:00 | 67.22
15 | 9 | 14:00 | 68.86 | 14:00 | 68.51
16 | 9 | 15:00 | 62.82 | 15:00 | 62.51
17 | 9 | 16:00 | 40 | 16:00 | 39.8
18 | 9 | 17:00 | 8.41 | 17:00 | 8.37
19 | 9 | 18:00 | 0 | 18:00 | 0
20 | 9 | 19:00 | 0 | 19:00 | 0
21 | 9 | 20:00 | 0 | 20:00 | 0
22 | 9 | 21:00 | 0 | 21:00 | 0
23 | 9 | 22:00 | 0 | 22:00 | 0
24 | 9 | 23:00 | 0 | 23:00 | 0
1 | 9 | 0:00 | 0 | 0:00 | 0
2 | 9 | 1:00 | 0 | 1:00 | 0
3 | 9 | 2:00 | 0 | 2:00 | 0
4 | 9 | 3:00 | 0 | 3:00 | 0
5 | 9 | 4:00 | 0 | 4:00 | 0
6 | 9 | 5:00 | 0 | 5:00 | 0
7 | 9 | 6:00 | 10.85 | 6:00 | 10.8
8 | 9 | 7:00 | 45.88 | 7:00 | 45.65
9 | 9 | 8:00 | 67.07 | 8:00 | 66.73
10 | 9 | 9:00 | 71.11 | 9:00 | 70.75
11 | 9 | 10:00 | 71.62 | 10:00 | 71.26
12 | 9 | 11:00 | 73.5 | 11:00 | 73.13
13 | 9 | 12:00 | 71.84 | 12:00 | 71.49
14 | 9 | 13:00 | 66.89 | 13:00 | 66.55
15 | 9 | 14:00 | 66.94 | 14:00 | 66.6
16 | 9 | 15:00 | 65.83 | 15:00 | 65.5
17 | 9 | 16:00 | 41.91 | 16:00 | 41.7
18 | 9 | 17:00 | 8.66 | 17:00 | 8.62
19 | 9 | 18:00 | 0 | 18:00 | 0
20 | 9 | 19:00 | 0 | 19:00 | 0
21 | 9 | 20:00 | 0 | 20:00 | 0
22 | 9 | 21:00 | 0 | 21:00 | 0
23 | 9 | 22:00 | 0 | 22:00 | 0
24 | 9 | 23:00 | 0 | 23:00 | 0
1 | 9 | 0:00 | 0 | 0:00 | 0
2 | 9 | 1:00 | 0 | 1:00 | 0
3 | 9 | 2:00 | 0 | 2:00 | 0
4 | 9 | 3:00 | 0 | 3:00 | 0
5 | 9 | 4:00 | 0 | 4:00 | 0
6 | 9 | 5:00 | 0 | 5:00 | 0
7 | 9 | 6:00 | 13.19 | 6:00 | 13.12
8 | 9 | 7:00 | 57.53 | 7:00 | 57.24
9 | 9 | 8:00 | 77.71 | 8:00 | 77.32
10 | 9 | 9:00 | 85.91 | 9:00 | 85.49
11 | 9 | 10:00 | 85.22 | 10:00 | 84.79
12 | 9 | 11:00 | 83.54 | 11:00 | 83.13
13 | 9 | 12:00 | 78.98 | 12:00 | 78.59
14 | 9 | 13:00 | 76.5 | 13:00 | 76.12
15 | 9 | 14:00 | 74.17 | 14:00 | 73.8
16 | 9 | 15:00 | 69.49 | 15:00 | 69.14
17 | 9 | 16:00 | 47.14 | 16:00 | 46.91
18 | 9 | 17:00 | 8.86 | 17:00 | 8.82
19 | 9 | 18:00 | 0 | 18:00 | 0
20 | 9 | 19:00 | 0 | 19:00 | 0
21 | 9 | 20:00 | 0 | 20:00 | 0
22 | 9 | 21:00 | 0 | 21:00 | 0
23 | 9 | 22:00 | 0 | 22:00 | 0
24 | 9 | 23:00 | 0 | 23:00 | 0
1 | 9 | 0:00 | 0 | 0:00 | 0
2 | 9 | 1:00 | 0 | 1:00 | 0
3 | 9 | 2:00 | 0 | 2:00 | 0
4 | 9 | 3:00 | 0 | 3:00 | 0
5 | 9 | 4:00 | 0 | 4:00 | 0
6 | 9 | 5:00 | 0 | 5:00 | 0
7 | 9 | 6:00 | 13.72 | 6:00 | 13.65
8 | 9 | 7:00 | 57.48 | 7:00 | 57.2
9 | 9 | 8:00 | 80.13 | 8:00 | 79.73
10 | 9 | 9:00 | 86.16 | 9:00 | 85.73
11 | 9 | 10:00 | 90.94 | 10:00 | 90.49
12 | 9 | 11:00 | 90.08 | 11:00 | 89.63
13 | 9 | 12:00 | 89.66 | 12:00 | 89.21
14 | 9 | 13:00 | 87.59 | 13:00 | 87.15
15 | 9 | 14:00 | 88.01 | 14:00 | 87.57
16 | 9 | 15:00 | 81.87 | 15:00 | 81.46
17 | 9 | 16:00 | 51.75 | 16:00 | 51.49
18 | 9 | 17:00 | 9.15 | 17:00 | 9.1
19 | 9 | 18:00 | 0 | 18:00 | 0
20 | 9 | 19:00 | 0 | 19:00 | 0
21 | 9 | 20:00 | 0 | 20:00 | 0
22 | 9 | 21:00 | 0 | 21:00 | 0
23 | 9 | 22:00 | 0 | 22:00 | 0
24 | 9 | 23:00 | 0 | 23:00 | 0
1 | 9 | 0:00 | 0 | 0:00 | 0
2 | 9 | 1:00 | 0 | 1:00 | 0
3 | 9 | 2:00 | 0 | 2:00 | 0
4 | 9 | 3:00 | 0 | 3:00 | 0
5 | 9 | 4:00 | 0 | 4:00 | 0
6 | 9 | 5:00 | 0 | 5:00 | 0
7 | 9 | 6:00 | 12.43 | 6:00 | 12.37
8 | 9 | 7:00 | 60.02 | 7:00 | 59.72
9 | 9 | 8:00 | 82.06 | 8:00 | 81.65
10 | 9 | 9:00 | 85.81 | 9:00 | 85.38
11 | 9 | 10:00 | 90.23 | 10:00 | 89.78
12 | 9 | 11:00 | 90.71 | 11:00 | 90.25
13 | 9 | 12:00 | 88.27 | 12:00 | 87.83
14 | 9 | 13:00 | 86.5 | 13:00 | 86.06
15 | 9 | 14:00 | 86.13 | 14:00 | 85.7
16 | 9 | 15:00 | 82.53 | 15:00 | 82.12
17 | 9 | 16:00 | 54.32 | 16:00 | 54.05
18 | 9 | 17:00 | 8.9 | 17:00 | 8.86
19 | 9 | 18:00 | 0 | 18:00 | 0
20 | 9 | 19:00 | 0 | 19:00 | 0
21 | 9 | 20:00 | 0 | 20:00 | 0
22 | 9 | 21:00 | 0 | 21:00 | 0
23 | 9 | 22:00 | 0 | 22:00 | 0
24 | 9 | 23:00 | 0 | 23:00 | 0
1 | 9 | 0:00 | 0 | 0:00 | 0
2 | 9 | 1:00 | 0 | 1:00 | 0
3 | 9 | 2:00 | 0 | 2:00 | 0
4 | 9 | 3:00 | 0 | 3:00 | 0
5 | 9 | 4:00 | 0 | 4:00 | 0
6 | 9 | 5:00 | 0 | 5:00 | 0
7 | 9 | 6:00 | 12.75 | 6:00 | 12.68
8 | 9 | 7:00 | 60.29 | 7:00 | 59.99
9 | 9 | 8:00 | 86.57 | 8:00 | 86.14
10 | 9 | 9:00 | 88.24 | 9:00 | 87.8
11 | 9 | 10:00 | 90.35 | 10:00 | 89.9
12 | 9 | 11:00 | 89.49 | 11:00 | 89.05
13 | 9 | 12:00 | 87.86 | 12:00 | 87.42
14 | 9 | 13:00 | 87.5 | 13:00 | 87.06
15 | 9 | 14:00 | 85.98 | 14:00 | 85.55
16 | 9 | 15:00 | 83.61 | 15:00 | 83.2
17 | 9 | 16:00 | 50.66 | 16:00 | 50.4
18 | 9 | 17:00 | 8.2 | 17:00 | 8.16
19 | 9 | 18:00 | 0 | 18:00 | 0
20 | 9 | 19:00 | 0 | 19:00 | 0
21 | 9 | 20:00 | 0 | 20:00 | 0
22 | 9 | 21:00 | 0 | 21:00 | 0
23 | 9 | 22:00 | 0 | 22:00 | 0
24 | 9 | 23:00 | 0 | 23:00 | 0
1 | 9 | 0:00 | 0 | 0:00 | 0
2 | 9 | 1:00 | 0 | 1:00 | 0
3 | 9 | 2:00 | 0 | 2:00 | 0
4 | 9 | 3:00 | 0 | 3:00 | 0
5 | 9 | 4:00 | 0 | 4:00 | 0
6 | 9 | 5:00 | 0 | 5:00 | 0
7 | 9 | 6:00 | 11.73 | 6:00 | 11.67
8 | 9 | 7:00 | 55.8 | 7:00 | 55.52
9 | 9 | 8:00 | 79 | 8:00 | 78.61
10 | 9 | 9:00 | 82.82 | 9:00 | 82.41
11 | 9 | 10:00 | 83.84 | 10:00 | 83.42
12 | 9 | 11:00 | 82.88 | 11:00 | 82.47
13 | 9 | 12:00 | 78.41 | 12:00 | 78.01
14 | 9 | 13:00 | 79.77 | 13:00 | 79.37
15 | 9 | 14:00 | 78.19 | 14:00 | 77.8
16 | 9 | 15:00 | 72.61 | 15:00 | 72.25
17 | 9 | 16:00 | 43.8 | 16:00 | 43.58
18 | 9 | 17:00 | 6.92 | 17:00 | 6.88
19 | 9 | 18:00 | 0 | 18:00 | 0
20 | 9 | 19:00 | 0 | 19:00 | 0
21 | 9 | 20:00 | 0 | 20:00 | 0
22 | 9 | 21:00 | 0 | 21:00 | 0
23 | 9 | 22:00 | 0 | 22:00 | 0
24 | 9 | 23:00 | 0 | 23:00 | 0
1 | 9 | 0:00 | 0 | 0:00 | 0
2 | 9 | 1:00 | 0 | 1:00 | 0
3 | 9 | 2:00 | 0 | 2:00 | 0
4 | 9 | 3:00 | 0 | 3:00 | 0
5 | 9 | 4:00 | 0 | 4:00 | 0
6 | 9 | 5:00 | 0 | 5:00 | 0
7 | 9 | 6:00 | 11.47 | 6:00 | 11.41
8 | 9 | 7:00 | 52.61 | 7:00 | 52.35
9 | 9 | 8:00 | 78.41 | 8:00 | 78.02
10 | 9 | 9:00 | 82.43 | 9:00 | 82.02
11 | 9 | 10:00 | 80.12 | 10:00 | 79.72
12 | 9 | 11:00 | 83.78 | 11:00 | 83.36
13 | 9 | 12:00 | 82.53 | 12:00 | 82.12
14 | 9 | 13:00 | 81.29 | 13:00 | 80.88
15 | 9 | 14:00 | 79.13 | 14:00 | 78.74
16 | 9 | 15:00 | 78.15 | 15:00 | 77.76
17 | 9 | 16:00 | 48.85 | 16:00 | 48.6
18 | 9 | 17:00 | 7.1 | 17:00 | 7.06
19 | 9 | 18:00 | 0 | 18:00 | 0
20 | 9 | 19:00 | 0 | 19:00 | 0
21 | 9 | 20:00 | 0 | 20:00 | 0
22 | 9 | 21:00 | 0 | 21:00 | 0
23 | 9 | 22:00 | 0 | 22:00 | 0
24 | 9 | 23:00 | 0 | 23:00 | 0
1 | 9 | 0:00 | 0 | 0:00 | 0
2 | 9 | 1:00 | 0 | 1:00 | 0
3 | 9 | 2:00 | 0 | 2:00 | 0
4 | 9 | 3:00 | 0 | 3:00 | 0
5 | 9 | 4:00 | 0 | 4:00 | 0
6 | 9 | 5:00 | 0 | 5:00 | 0
7 | 9 | 6:00 | 10.67 | 6:00 | 10.62
8 | 9 | 7:00 | 54.26 | 7:00 | 53.99
9 | 9 | 8:00 | 79.05 | 8:00 | 78.65
10 | 9 | 9:00 | 85.27 | 9:00 | 84.84
11 | 9 | 10:00 | 87.29 | 10:00 | 86.85
12 | 9 | 11:00 | 86.4 | 11:00 | 85.97
13 | 9 | 12:00 | 87.43 | 12:00 | 86.99
14 | 9 | 13:00 | 86.15 | 13:00 | 85.72
15 | 9 | 14:00 | 81.48 | 14:00 | 81.07
16 | 9 | 15:00 | 79.76 | 15:00 | 79.36
17 | 9 | 16:00 | 48.07 | 16:00 | 47.83
18 | 9 | 17:00 | 6.85 | 17:00 | 6.81
19 | 9 | 18:00 | 0 | 18:00 | 0
20 | 9 | 19:00 | 0 | 19:00 | 0
21 | 9 | 20:00 | 0 | 20:00 | 0
22 | 9 | 21:00 | 0 | 21:00 | 0
23 | 9 | 22:00 | 0 | 22:00 | 0
24 | 9 | 23:00 | 0 | 23:00 | 0
1 | 10 | 0:00 | 0 | 0:00 | 0
2 | 10 | 1:00 | 0 | 1:00 | 0
3 | 10 | 2:00 | 0 | 2:00 | 0
4 | 10 | 3:00 | 0 | 3:00 | 0
5 | 10 | 4:00 | 0 | 4:00 | 0
6 | 10 | 5:00 | 0 | 5:00 | 0
7 | 10 | 6:00 | 11.04 | 6:00 | 10.98
8 | 10 | 7:00 | 55.12 | 7:00 | 54.85
9 | 10 | 8:00 | 75.76 | 8:00 | 75.38
10 | 10 | 9:00 | 78.47 | 9:00 | 78.08
11 | 10 | 10:00 | 78.94 | 10:00 | 78.54
12 | 10 | 11:00 | 78.36 | 11:00 | 77.96
13 | 10 | 12:00 | 79.09 | 12:00 | 78.69
14 | 10 | 13:00 | 76.95 | 13:00 | 76.56
15 | 10 | 14:00 | 78.86 | 14:00 | 78.47
16 | 10 | 15:00 | 68.87 | 15:00 | 68.53
17 | 10 | 16:00 | 41.04 | 16:00 | 40.83
18 | 10 | 17:00 | 5.29 | 17:00 | 5.26
19 | 10 | 18:00 | 0 | 18:00 | 0
20 | 10 | 19:00 | 0 | 19:00 | 0
21 | 10 | 20:00 | 0 | 20:00 | 0
22 | 10 | 21:00 | 0 | 21:00 | 0
23 | 10 | 22:00 | 0 | 22:00 | 0
24 | 10 | 23:00 | 0 | 23:00 | 0
1 | 10 | 0:00 | 0 | 0:00 | 0
2 | 10 | 1:00 | 0 | 1:00 | 0
3 | 10 | 2:00 | 0 | 2:00 | 0
4 | 10 | 3:00 | 0 | 3:00 | 0
5 | 10 | 4:00 | 0 | 4:00 | 0
6 | 10 | 5:00 | 0 | 5:00 | 0
7 | 10 | 6:00 | 8.6 | 6:00 | 8.56
8 | 10 | 7:00 | 43.89 | 7:00 | 43.67
9 | 10 | 8:00 | 67.34 | 8:00 | 67
10 | 10 | 9:00 | 79.39 | 9:00 | 78.99
11 | 10 | 10:00 | 79.42 | 10:00 | 79.03
12 | 10 | 11:00 | 76.08 | 11:00 | 75.7
13 | 10 | 12:00 | 77.58 | 12:00 | 77.19
14 | 10 | 13:00 | 75.15 | 13:00 | 74.77
15 | 10 | 14:00 | 74.74 | 14:00 | 74.37
16 | 10 | 15:00 | 71.88 | 15:00 | 71.52
17 | 10 | 16:00 | 41.68 | 16:00 | 41.48
18 | 10 | 17:00 | 5.33 | 17:00 | 5.3
19 | 10 | 18:00 | 0 | 18:00 | 0
20 | 10 | 19:00 | 0 | 19:00 | 0
21 | 10 | 20:00 | 0 | 20:00 | 0
22 | 10 | 21:00 | 0 | 21:00 | 0
23 | 10 | 22:00 | 0 | 22:00 | 0
24 | 10 | 23:00 | 0 | 23:00 | 0
1 | 10 | 0:00 | 0 | 0:00 | 0
2 | 10 | 1:00 | 0 | 1:00 | 0
3 | 10 | 2:00 | 0 | 2:00 | 0
4 | 10 | 3:00 | 0 | 3:00 | 0
5 | 10 | 4:00 | 0 | 4:00 | 0
6 | 10 | 5:00 | 0 | 5:00 | 0
7 | 10 | 6:00 | 8.55 | 6:00 | 8.51
8 | 10 | 7:00 | 47.16 | 7:00 | 46.92
9 | 10 | 8:00 | 71.81 | 8:00 | 71.45
10 | 10 | 9:00 | 77.99 | 9:00 | 77.6
11 | 10 | 10:00 | 74.33 | 10:00 | 73.96
12 | 10 | 11:00 | 69.64 | 11:00 | 69.29
13 | 10 | 12:00 | 69.74 | 12:00 | 69.39
14 | 10 | 13:00 | 67.32 | 13:00 | 66.98
15 | 10 | 14:00 | 65.39 | 14:00 | 65.06
16 | 10 | 15:00 | 63.4 | 15:00 | 63.08
17 | 10 | 16:00 | 36.47 | 16:00 | 36.29
18 | 10 | 17:00 | 3.99 | 17:00 | 3.97
19 | 10 | 18:00 | 0 | 18:00 | 0
20 | 10 | 19:00 | 0 | 19:00 | 0
21 | 10 | 20:00 | 0 | 20:00 | 0
22 | 10 | 21:00 | 0 | 21:00 | 0
23 | 10 | 22:00 | 0 | 22:00 | 0
24 | 10 | 23:00 | 0 | 23:00 | 0
1 | 10 | 0:00 | 0 | 0:00 | 0
2 | 10 | 1:00 | 0 | 1:00 | 0
3 | 10 | 2:00 | 0 | 2:00 | 0
4 | 10 | 3:00 | 0 | 3:00 | 0
5 | 10 | 4:00 | 0 | 4:00 | 0
6 | 10 | 5:00 | 0 | 5:00 | 0
7 | 10 | 6:00 | 7.91 | 6:00 | 7.87
8 | 10 | 7:00 | 45.56 | 7:00 | 45.33
9 | 10 | 8:00 | 71.58 | 8:00 | 71.22
10 | 10 | 9:00 | 76.89 | 9:00 | 76.5
11 | 10 | 10:00 | 75.97 | 10:00 | 75.59
12 | 10 | 11:00 | 74.34 | 11:00 | 73.97
13 | 10 | 12:00 | 74.7 | 12:00 | 74.32
14 | 10 | 13:00 | 70.68 | 13:00 | 70.33
15 | 10 | 14:00 | 72.27 | 14:00 | 71.91
16 | 10 | 15:00 | 68.57 | 15:00 | 68.23
17 | 10 | 16:00 | 36.87 | 16:00 | 36.69
18 | 10 | 17:00 | 3.74 | 17:00 | 3.72
19 | 10 | 18:00 | 0 | 18:00 | 0
20 | 10 | 19:00 | 0 | 19:00 | 0
21 | 10 | 20:00 | 0 | 20:00 | 0
22 | 10 | 21:00 | 0 | 21:00 | 0
23 | 10 | 22:00 | 0 | 22:00 | 0
24 | 10 | 23:00 | 0 | 23:00 | 0
1 | 10 | 0:00 | 0 | 0:00 | 0
2 | 10 | 1:00 | 0 | 1:00 | 0
3 | 10 | 2:00 | 0 | 2:00 | 0
4 | 10 | 3:00 | 0 | 3:00 | 0
5 | 10 | 4:00 | 0 | 4:00 | 0
6 | 10 | 5:00 | 0 | 5:00 | 0
7 | 10 | 6:00 | 7.63 | 6:00 | 7.6
8 | 10 | 7:00 | 46.58 | 7:00 | 46.35
9 | 10 | 8:00 | 76.92 | 8:00 | 76.53
10 | 10 | 9:00 | 82.1 | 9:00 | 81.69
11 | 10 | 10:00 | 84.85 | 10:00 | 84.42
12 | 10 | 11:00 | 84.45 | 11:00 | 84.02
13 | 10 | 12:00 | 85.01 | 12:00 | 84.59
14 | 10 | 13:00 | 80.05 | 13:00 | 79.65
15 | 10 | 14:00 | 82.23 | 14:00 | 81.81
16 | 10 | 15:00 | 74.41 | 15:00 | 74.04
17 | 10 | 16:00 | 37.65 | 16:00 | 37.46
18 | 10 | 17:00 | 3.33 | 17:00 | 3.31
19 | 10 | 18:00 | 0 | 18:00 | 0
20 | 10 | 19:00 | 0 | 19:00 | 0
21 | 10 | 20:00 | 0 | 20:00 | 0
22 | 10 | 21:00 | 0 | 21:00 | 0
23 | 10 | 22:00 | 0 | 22:00 | 0
24 | 10 | 23:00 | 0 | 23:00 | 0
1 | 10 | 0:00 | 0 | 0:00 | 0
2 | 10 | 1:00 | 0 | 1:00 | 0
3 | 10 | 2:00 | 0 | 2:00 | 0
4 | 10 | 3:00 | 0 | 3:00 | 0
5 | 10 | 4:00 | 0 | 4:00 | 0
6 | 10 | 5:00 | 0 | 5:00 | 0
7 | 10 | 6:00 | 7.54 | 6:00 | 7.5
8 | 10 | 7:00 | 42.99 | 7:00 | 42.77
9 | 10 | 8:00 | 66.04 | 8:00 | 65.71
10 | 10 | 9:00 | 72.58 | 9:00 | 72.22
11 | 10 | 10:00 | 70.59 | 10:00 | 70.24
12 | 10 | 11:00 | 68.54 | 11:00 | 68.2
13 | 10 | 12:00 | 68.25 | 12:00 | 67.9
14 | 10 | 13:00 | 69.69 | 13:00 | 69.34
15 | 10 | 14:00 | 72.76 | 14:00 | 72.4
16 | 10 | 15:00 | 67.32 | 15:00 | 66.98
17 | 10 | 16:00 | 35.35 | 16:00 | 35.17
18 | 10 | 17:00 | 3.23 | 17:00 | 3.22
19 | 10 | 18:00 | 0 | 18:00 | 0
20 | 10 | 19:00 | 0 | 19:00 | 0
21 | 10 | 20:00 | 0 | 20:00 | 0
22 | 10 | 21:00 | 0 | 21:00 | 0
23 | 10 | 22:00 | 0 | 22:00 | 0
24 | 10 | 23:00 | 0 | 23:00 | 0
1 | 10 | 0:00 | 0 | 0:00 | 0
2 | 10 | 1:00 | 0 | 1:00 | 0
3 | 10 | 2:00 | 0 | 2:00 | 0
4 | 10 | 3:00 | 0 | 3:00 | 0
5 | 10 | 4:00 | 0 | 4:00 | 0
6 | 10 | 5:00 | 0 | 5:00 | 0
7 | 10 | 6:00 | 7.17 | 6:00 | 7.14
8 | 10 | 7:00 | 41.59 | 7:00 | 41.38
9 | 10 | 8:00 | 65.06 | 8:00 | 64.73
10 | 10 | 9:00 | 69.86 | 9:00 | 69.51
11 | 10 | 10:00 | 69.62 | 10:00 | 69.27
12 | 10 | 11:00 | 66.77 | 11:00 | 66.43
13 | 10 | 12:00 | 65.59 | 12:00 | 65.26
14 | 10 | 13:00 | 65.3 | 13:00 | 64.97
15 | 10 | 14:00 | 64.93 | 14:00 | 64.6
16 | 10 | 15:00 | 64.19 | 15:00 | 63.87
17 | 10 | 16:00 | 33.82 | 16:00 | 33.65
18 | 10 | 17:00 | 2.65 | 17:00 | 2.63
19 | 10 | 18:00 | 0 | 18:00 | 0
20 | 10 | 19:00 | 0 | 19:00 | 0
21 | 10 | 20:00 | 0 | 20:00 | 0
22 | 10 | 21:00 | 0 | 21:00 | 0
23 | 10 | 22:00 | 0 | 22:00 | 0
24 | 10 | 23:00 | 0 | 23:00 | 0
1 | 10 | 0:00 | 0 | 0:00 | 0
2 | 10 | 1:00 | 0 | 1:00 | 0
3 | 10 | 2:00 | 0 | 2:00 | 0
4 | 10 | 3:00 | 0 | 3:00 | 0
5 | 10 | 4:00 | 0 | 4:00 | 0
6 | 10 | 5:00 | 0 | 5:00 | 0
7 | 10 | 6:00 | 5.72 | 6:00 | 5.69
8 | 10 | 7:00 | 36.25 | 7:00 | 36.07
9 | 10 | 8:00 | 59.47 | 8:00 | 59.18
10 | 10 | 9:00 | 63.11 | 9:00 | 62.79
11 | 10 | 10:00 | 63.53 | 10:00 | 63.21
12 | 10 | 11:00 | 62.88 | 11:00 | 62.56
13 | 10 | 12:00 | 62.53 | 12:00 | 62.22
14 | 10 | 13:00 | 63.2 | 13:00 | 62.88
15 | 10 | 14:00 | 60.12 | 14:00 | 59.82
16 | 10 | 15:00 | 54.21 | 15:00 | 53.94
17 | 10 | 16:00 | 29.76 | 16:00 | 29.61
18 | 10 | 17:00 | 1.82 | 17:00 | 1.81
19 | 10 | 18:00 | 0 | 18:00 | 0
20 | 10 | 19:00 | 0 | 19:00 | 0
21 | 10 | 20:00 | 0 | 20:00 | 0
22 | 10 | 21:00 | 0 | 21:00 | 0
23 | 10 | 22:00 | 0 | 22:00 | 0
24 | 10 | 23:00 | 0 | 23:00 | 0
1 | 10 | 0:00 | 0 | 0:00 | 0
2 | 10 | 1:00 | 0 | 1:00 | 0
3 | 10 | 2:00 | 0 | 2:00 | 0
4 | 10 | 3:00 | 0 | 3:00 | 0
5 | 10 | 4:00 | 0 | 4:00 | 0
6 | 10 | 5:00 | 0 | 5:00 | 0
7 | 10 | 6:00 | 5.29 | 6:00 | 5.26
8 | 10 | 7:00 | 33.64 | 7:00 | 33.48
9 | 10 | 8:00 | 57.36 | 8:00 | 57.07
10 | 10 | 9:00 | 61.63 | 9:00 | 61.32
11 | 10 | 10:00 | 62.92 | 10:00 | 62.6
12 | 10 | 11:00 | 61.89 | 11:00 | 61.58
13 | 10 | 12:00 | 56.9 | 12:00 | 56.61
14 | 10 | 13:00 | 60.24 | 13:00 | 59.94
15 | 10 | 14:00 | 63.44 | 14:00 | 63.12
16 | 10 | 15:00 | 59.73 | 15:00 | 59.43
17 | 10 | 16:00 | 28.35 | 16:00 | 28.21
18 | 10 | 17:00 | 1.72 | 17:00 | 1.71
19 | 10 | 18:00 | 0 | 18:00 | 0
20 | 10 | 19:00 | 0 | 19:00 | 0
21 | 10 | 20:00 | 0 | 20:00 | 0
22 | 10 | 21:00 | 0 | 21:00 | 0
23 | 10 | 22:00 | 0 | 22:00 | 0
24 | 10 | 23:00 | 0 | 23:00 | 0
1 | 10 | 0:00 | 0 | 0:00 | 0
2 | 10 | 1:00 | 0 | 1:00 | 0
3 | 10 | 2:00 | 0 | 2:00 | 0
4 | 10 | 3:00 | 0 | 3:00 | 0
5 | 10 | 4:00 | 0 | 4:00 | 0
6 | 10 | 5:00 | 0 | 5:00 | 0
7 | 10 | 6:00 | 4.3 | 6:00 | 4.28
8 | 10 | 7:00 | 28.53 | 7:00 | 28.39
9 | 10 | 8:00 | 42.56 | 8:00 | 42.35
10 | 10 | 9:00 | 51.89 | 9:00 | 51.63
11 | 10 | 10:00 | 55.6 | 10:00 | 55.32
12 | 10 | 11:00 | 58.69 | 11:00 | 58.4
13 | 10 | 12:00 | 60.12 | 12:00 | 59.82
14 | 10 | 13:00 | 61.5 | 13:00 | 61.19
15 | 10 | 14:00 | 59.77 | 14:00 | 59.47
16 | 10 | 15:00 | 50.4 | 15:00 | 50.15
17 | 10 | 16:00 | 25.04 | 16:00 | 24.91
18 | 10 | 17:00 | 0.96 | 17:00 | 0.95
19 | 10 | 18:00 | 0 | 18:00 | 0
20 | 10 | 19:00 | 0 | 19:00 | 0
21 | 10 | 20:00 | 0 | 20:00 | 0
22 | 10 | 21:00 | 0 | 21:00 | 0
23 | 10 | 22:00 | 0 | 22:00 | 0
24 | 10 | 23:00 | 0 | 23:00 | 0
1 | 10 | 0:00 | 0 | 0:00 | 0
2 | 10 | 1:00 | 0 | 1:00 | 0
3 | 10 | 2:00 | 0 | 2:00 | 0
4 | 10 | 3:00 | 0 | 3:00 | 0
5 | 10 | 4:00 | 0 | 4:00 | 0
6 | 10 | 5:00 | 0 | 5:00 | 0
7 | 10 | 6:00 | 4.71 | 6:00 | 4.69
8 | 10 | 7:00 | 32.4 | 7:00 | 32.23
9 | 10 | 8:00 | 56.61 | 8:00 | 56.32
10 | 10 | 9:00 | 63.06 | 9:00 | 62.75
11 | 10 | 10:00 | 63.32 | 10:00 | 63
12 | 10 | 11:00 | 62.81 | 11:00 | 62.49
13 | 10 | 12:00 | 64.23 | 12:00 | 63.91
14 | 10 | 13:00 | 67.46 | 13:00 | 67.12
15 | 10 | 14:00 | 62.27 | 14:00 | 61.96
16 | 10 | 15:00 | 61.41 | 15:00 | 61.1
17 | 10 | 16:00 | 28.31 | 16:00 | 28.17
18 | 10 | 17:00 | 1.06 | 17:00 | 1.05
19 | 10 | 18:00 | 0 | 18:00 | 0
20 | 10 | 19:00 | 0 | 19:00 | 0
21 | 10 | 20:00 | 0 | 20:00 | 0
22 | 10 | 21:00 | 0 | 21:00 | 0
23 | 10 | 22:00 | 0 | 22:00 | 0
24 | 10 | 23:00 | 0 | 23:00 | 0
1 | 10 | 0:00 | 0 | 0:00 | 0
2 | 10 | 1:00 | 0 | 1:00 | 0
3 | 10 | 2:00 | 0 | 2:00 | 0
4 | 10 | 3:00 | 0 | 3:00 | 0
5 | 10 | 4:00 | 0 | 4:00 | 0
6 | 10 | 5:00 | 0 | 5:00 | 0
7 | 10 | 6:00 | 5.31 | 6:00 | 5.28
8 | 10 | 7:00 | 40.7 | 7:00 | 40.5
9 | 10 | 8:00 | 67.94 | 8:00 | 67.6
10 | 10 | 9:00 | 74.21 | 9:00 | 73.84
11 | 10 | 10:00 | 76.49 | 10:00 | 76.11
12 | 10 | 11:00 | 76.16 | 11:00 | 75.78
13 | 10 | 12:00 | 73.96 | 12:00 | 73.59
14 | 10 | 13:00 | 70.76 | 13:00 | 70.4
15 | 10 | 14:00 | 73.82 | 14:00 | 73.46
16 | 10 | 15:00 | 62.06 | 15:00 | 61.75
17 | 10 | 16:00 | 30.13 | 16:00 | 29.98
18 | 10 | 17:00 | 1.07 | 17:00 | 1.06
19 | 10 | 18:00 | 0 | 18:00 | 0
20 | 10 | 19:00 | 0 | 19:00 | 0
21 | 10 | 20:00 | 0 | 20:00 | 0
22 | 10 | 21:00 | 0 | 21:00 | 0
23 | 10 | 22:00 | 0 | 22:00 | 0
24 | 10 | 23:00 | 0 | 23:00 | 0
1 | 10 | 0:00 | 0 | 0:00 | 0
2 | 10 | 1:00 | 0 | 1:00 | 0
3 | 10 | 2:00 | 0 | 2:00 | 0
4 | 10 | 3:00 | 0 | 3:00 | 0
5 | 10 | 4:00 | 0 | 4:00 | 0
6 | 10 | 5:00 | 0 | 5:00 | 0
7 | 10 | 6:00 | 5.89 | 6:00 | 5.86
8 | 10 | 7:00 | 45.3 | 7:00 | 45.07
9 | 10 | 8:00 | 72.01 | 8:00 | 71.65
10 | 10 | 9:00 | 74.15 | 9:00 | 73.78
11 | 10 | 10:00 | 74.12 | 10:00 | 73.75
12 | 10 | 11:00 | 73.3 | 11:00 | 72.94
13 | 10 | 12:00 | 71.57 | 12:00 | 71.21
14 | 10 | 13:00 | 69.55 | 13:00 | 69.2
15 | 10 | 14:00 | 72.65 | 14:00 | 72.29
16 | 10 | 15:00 | 70.2 | 15:00 | 69.85
17 | 10 | 16:00 | 30.83 | 16:00 | 30.67
18 | 10 | 17:00 | 0.78 | 17:00 | 0.77
19 | 10 | 18:00 | 0 | 18:00 | 0
20 | 10 | 19:00 | 0 | 19:00 | 0
21 | 10 | 20:00 | 0 | 20:00 | 0
22 | 10 | 21:00 | 0 | 21:00 | 0
23 | 10 | 22:00 | 0 | 22:00 | 0
24 | 10 | 23:00 | 0 | 23:00 | 0
1 | 10 | 0:00 | 0 | 0:00 | 0
2 | 10 | 1:00 | 0 | 1:00 | 0
3 | 10 | 2:00 | 0 | 2:00 | 0
4 | 10 | 3:00 | 0 | 3:00 | 0
5 | 10 | 4:00 | 0 | 4:00 | 0
6 | 10 | 5:00 | 0 | 5:00 | 0
7 | 10 | 6:00 | 4.53 | 6:00 | 4.51
8 | 10 | 7:00 | 36.86 | 7:00 | 36.68
9 | 10 | 8:00 | 64.05 | 8:00 | 63.73
10 | 10 | 9:00 | 67.8 | 9:00 | 67.46
11 | 10 | 10:00 | 71.55 | 10:00 | 71.19
12 | 10 | 11:00 | 71.73 | 11:00 | 71.37
13 | 10 | 12:00 | 72.75 | 12:00 | 72.39
14 | 10 | 13:00 | 76.45 | 13:00 | 76.07
15 | 10 | 14:00 | 77.68 | 14:00 | 77.29
16 | 10 | 15:00 | 70.41 | 15:00 | 70.06
17 | 10 | 16:00 | 29.36 | 16:00 | 29.21
18 | 10 | 17:00 | 0.66 | 17:00 | 0.66
19 | 10 | 18:00 | 0 | 18:00 | 0
20 | 10 | 19:00 | 0 | 19:00 | 0
21 | 10 | 20:00 | 0 | 20:00 | 0
22 | 10 | 21:00 | 0 | 21:00 | 0
23 | 10 | 22:00 | 0 | 22:00 | 0
24 | 10 | 23:00 | 0 | 23:00 | 0
1 | 10 | 0:00 | 0 | 0:00 | 0
2 | 10 | 1:00 | 0 | 1:00 | 0
3 | 10 | 2:00 | 0 | 2:00 | 0
4 | 10 | 3:00 | 0 | 3:00 | 0
5 | 10 | 4:00 | 0 | 4:00 | 0
6 | 10 | 5:00 | 0 | 5:00 | 0
7 | 10 | 6:00 | 4.72 | 6:00 | 4.69
8 | 10 | 7:00 | 38.4 | 7:00 | 38.21
9 | 10 | 8:00 | 61.04 | 8:00 | 60.74
10 | 10 | 9:00 | 65.87 | 9:00 | 65.54
11 | 10 | 10:00 | 65.6 | 10:00 | 65.27
12 | 10 | 11:00 | 66.55 | 11:00 | 66.21
13 | 10 | 12:00 | 65.54 | 12:00 | 65.21
14 | 10 | 13:00 | 65.84 | 13:00 | 65.51
15 | 10 | 14:00 | 67.01 | 14:00 | 66.67
16 | 10 | 15:00 | 64.38 | 15:00 | 64.06
17 | 10 | 16:00 | 27.97 | 16:00 | 27.83
18 | 10 | 17:00 | 0.41 | 17:00 | 0.41
19 | 10 | 18:00 | 0 | 18:00 | 0
20 | 10 | 19:00 | 0 | 19:00 | 0
21 | 10 | 20:00 | 0 | 20:00 | 0
22 | 10 | 21:00 | 0 | 21:00 | 0
23 | 10 | 22:00 | 0 | 22:00 | 0
24 | 10 | 23:00 | 0 | 23:00 | 0
1 | 10 | 0:00 | 0 | 0:00 | 0
2 | 10 | 1:00 | 0 | 1:00 | 0
3 | 10 | 2:00 | 0 | 2:00 | 0
4 | 10 | 3:00 | 0 | 3:00 | 0
5 | 10 | 4:00 | 0 | 4:00 | 0
6 | 10 | 5:00 | 0 | 5:00 | 0
7 | 10 | 6:00 | 4.67 | 6:00 | 4.64
8 | 10 | 7:00 | 43.63 | 7:00 | 43.41
9 | 10 | 8:00 | 76.93 | 8:00 | 76.54
10 | 10 | 9:00 | 77.48 | 9:00 | 77.1
11 | 10 | 10:00 | 79.69 | 10:00 | 79.29
12 | 10 | 11:00 | 77.7 | 11:00 | 77.31
13 | 10 | 12:00 | 77.89 | 12:00 | 77.5
14 | 10 | 13:00 | 76.67 | 13:00 | 76.29
15 | 10 | 14:00 | 79.68 | 14:00 | 79.28
16 | 10 | 15:00 | 65.57 | 15:00 | 65.25
17 | 10 | 16:00 | 26.43 | 16:00 | 26.3
18 | 10 | 17:00 | 0.28 | 17:00 | 0.28
19 | 10 | 18:00 | 0 | 18:00 | 0
20 | 10 | 19:00 | 0 | 19:00 | 0
21 | 10 | 20:00 | 0 | 20:00 | 0
22 | 10 | 21:00 | 0 | 21:00 | 0
23 | 10 | 22:00 | 0 | 22:00 | 0
24 | 10 | 23:00 | 0 | 23:00 | 0
1 | 10 | 0:00 | 0 | 0:00 | 0
2 | 10 | 1:00 | 0 | 1:00 | 0
3 | 10 | 2:00 | 0 | 2:00 | 0
4 | 10 | 3:00 | 0 | 3:00 | 0
5 | 10 | 4:00 | 0 | 4:00 | 0
6 | 10 | 5:00 | 0 | 5:00 | 0
7 | 10 | 6:00 | 3.95 | 6:00 | 3.93
8 | 10 | 7:00 | 35.82 | 7:00 | 35.64
9 | 10 | 8:00 | 61.91 | 8:00 | 61.61
10 | 10 | 9:00 | 67.82 | 9:00 | 67.48
11 | 10 | 10:00 | 74.5 | 10:00 | 74.13
12 | 10 | 11:00 | 75.22 | 11:00 | 74.84
13 | 10 | 12:00 | 76.25 | 12:00 | 75.87
14 | 10 | 13:00 | 77.44 | 13:00 | 77.05
15 | 10 | 14:00 | 76.26 | 14:00 | 75.88
16 | 10 | 15:00 | 69.86 | 15:00 | 69.51
17 | 10 | 16:00 | 29.08 | 16:00 | 28.94
18 | 10 | 17:00 | 0.11 | 17:00 | 0.11
19 | 10 | 18:00 | 0 | 18:00 | 0
20 | 10 | 19:00 | 0 | 19:00 | 0
21 | 10 | 20:00 | 0 | 20:00 | 0
22 | 10 | 21:00 | 0 | 21:00 | 0
23 | 10 | 22:00 | 0 | 22:00 | 0
24 | 10 | 23:00 | 0 | 23:00 | 0
1 | 10 | 0:00 | 0 | 0:00 | 0
2 | 10 | 1:00 | 0 | 1:00 | 0
3 | 10 | 2:00 | 0 | 2:00 | 0
4 | 10 | 3:00 | 0 | 3:00 | 0
5 | 10 | 4:00 | 0 | 4:00 | 0
6 | 10 | 5:00 | 0 | 5:00 | 0
7 | 10 | 6:00 | 4.6 | 6:00 | 4.57
8 | 10 | 7:00 | 42.19 | 7:00 | 41.98
9 | 10 | 8:00 | 73.32 | 8:00 | 72.95
10 | 10 | 9:00 | 75.58 | 9:00 | 75.2
11 | 10 | 10:00 | 76.51 | 10:00 | 76.13
12 | 10 | 11:00 | 75.53 | 11:00 | 75.15
13 | 10 | 12:00 | 76.14 | 12:00 | 75.76
14 | 10 | 13:00 | 80.13 | 13:00 | 79.73
15 | 10 | 14:00 | 79.72 | 14:00 | 79.32
16 | 10 | 15:00 | 74.19 | 15:00 | 73.82
17 | 10 | 16:00 | 31.13 | 16:00 | 30.97
18 | 10 | 17:00 | 0 | 17:00 | 0
19 | 10 | 18:00 | 0 | 18:00 | 0
20 | 10 | 19:00 | 0 | 19:00 | 0
21 | 10 | 20:00 | 0 | 20:00 | 0
22 | 10 | 21:00 | 0 | 21:00 | 0
23 | 10 | 22:00 | 0 | 22:00 | 0
24 | 10 | 23:00 | 0 | 23:00 | 0
1 | 10 | 0:00 | 0 | 0:00 | 0
2 | 10 | 1:00 | 0 | 1:00 | 0
3 | 10 | 2:00 | 0 | 2:00 | 0
4 | 10 | 3:00 | 0 | 3:00 | 0
5 | 10 | 4:00 | 0 | 4:00 | 0
6 | 10 | 5:00 | 0 | 5:00 | 0
7 | 10 | 6:00 | 3.61 | 6:00 | 3.59
8 | 10 | 7:00 | 36.99 | 7:00 | 36.81
9 | 10 | 8:00 | 67.02 | 8:00 | 66.68
10 | 10 | 9:00 | 75.42 | 9:00 | 75.04
11 | 10 | 10:00 | 78.53 | 10:00 | 78.14
12 | 10 | 11:00 | 78.02 | 11:00 | 77.63
13 | 10 | 12:00 | 73.27 | 12:00 | 72.9
14 | 10 | 13:00 | 70.78 | 13:00 | 70.43
15 | 10 | 14:00 | 67.75 | 14:00 | 67.41
16 | 10 | 15:00 | 60.81 | 15:00 | 60.5
17 | 10 | 16:00 | 22.48 | 16:00 | 22.37
18 | 10 | 17:00 | 0 | 17:00 | 0
19 | 10 | 18:00 | 0 | 18:00 | 0
20 | 10 | 19:00 | 0 | 19:00 | 0
21 | 10 | 20:00 | 0 | 20:00 | 0
22 | 10 | 21:00 | 0 | 21:00 | 0
23 | 10 | 22:00 | 0 | 22:00 | 0
24 | 10 | 23:00 | 0 | 23:00 | 0
1 | 10 | 0:00 | 0 | 0:00 | 0
2 | 10 | 1:00 | 0 | 1:00 | 0
3 | 10 | 2:00 | 0 | 2:00 | 0
4 | 10 | 3:00 | 0 | 3:00 | 0
5 | 10 | 4:00 | 0 | 4:00 | 0
6 | 10 | 5:00 | 0 | 5:00 | 0
7 | 10 | 6:00 | 3.23 | 6:00 | 3.21
8 | 10 | 7:00 | 36.65 | 7:00 | 36.47
9 | 10 | 8:00 | 67.07 | 8:00 | 66.73
10 | 10 | 9:00 | 72.68 | 9:00 | 72.31
11 | 10 | 10:00 | 73.98 | 10:00 | 73.62
12 | 10 | 11:00 | 70.44 | 11:00 | 70.09
13 | 10 | 12:00 | 66.19 | 12:00 | 65.86
14 | 10 | 13:00 | 69.55 | 13:00 | 69.2
15 | 10 | 14:00 | 70.94 | 14:00 | 70.59
16 | 10 | 15:00 | 64.17 | 15:00 | 63.85
17 | 10 | 16:00 | 23.17 | 16:00 | 23.05
18 | 10 | 17:00 | 0 | 17:00 | 0
19 | 10 | 18:00 | 0 | 18:00 | 0
20 | 10 | 19:00 | 0 | 19:00 | 0
21 | 10 | 20:00 | 0 | 20:00 | 0
22 | 10 | 21:00 | 0 | 21:00 | 0
23 | 10 | 22:00 | 0 | 22:00 | 0
24 | 10 | 23:00 | 0 | 23:00 | 0
1 | 10 | 0:00 | 0 | 0:00 | 0
2 | 10 | 1:00 | 0 | 1:00 | 0
3 | 10 | 2:00 | 0 | 2:00 | 0
4 | 10 | 3:00 | 0 | 3:00 | 0
5 | 10 | 4:00 | 0 | 4:00 | 0
6 | 10 | 5:00 | 0 | 5:00 | 0
7 | 10 | 6:00 | 2.07 | 6:00 | 2.06
8 | 10 | 7:00 | 25.25 | 7:00 | 25.13
9 | 10 | 8:00 | 47.11 | 8:00 | 46.88
10 | 10 | 9:00 | 51.24 | 9:00 | 50.98
11 | 10 | 10:00 | 56.86 | 10:00 | 56.58
12 | 10 | 11:00 | 57.07 | 11:00 | 56.79
13 | 10 | 12:00 | 54.32 | 12:00 | 54.05
14 | 10 | 13:00 | 53.92 | 13:00 | 53.65
15 | 10 | 14:00 | 54.05 | 14:00 | 53.78
16 | 10 | 15:00 | 52.78 | 15:00 | 52.52
17 | 10 | 16:00 | 20.08 | 16:00 | 19.98
18 | 10 | 17:00 | 0 | 17:00 | 0
19 | 10 | 18:00 | 0 | 18:00 | 0
20 | 10 | 19:00 | 0 | 19:00 | 0
21 | 10 | 20:00 | 0 | 20:00 | 0
22 | 10 | 21:00 | 0 | 21:00 | 0
23 | 10 | 22:00 | 0 | 22:00 | 0
24 | 10 | 23:00 | 0 | 23:00 | 0
1 | 10 | 0:00 | 0 | 0:00 | 0
2 | 10 | 1:00 | 0 | 1:00 | 0
3 | 10 | 2:00 | 0 | 2:00 | 0
4 | 10 | 3:00 | 0 | 3:00 | 0
5 | 10 | 4:00 | 0 | 4:00 | 0
6 | 10 | 5:00 | 0 | 5:00 | 0
7 | 10 | 6:00 | 3.26 | 6:00 | 3.24
8 | 10 | 7:00 | 37.7 | 7:00 | 37.52
9 | 10 | 8:00 | 63.96 | 8:00 | 63.64
10 | 10 | 9:00 | 72.18 | 9:00 | 71.82
11 | 10 | 10:00 | 75.9 | 10:00 | 75.52
12 | 10 | 11:00 | 71 | 11:00 | 70.65
13 | 10 | 12:00 | 67.43 | 12:00 | 67.09
14 | 10 | 13:00 | 70.37 | 13:00 | 70.02
15 | 10 | 14:00 | 69.99 | 14:00 | 69.64
16 | 10 | 15:00 | 59.8 | 15:00 | 59.5
17 | 10 | 16:00 | 22.63 | 16:00 | 22.52
18 | 10 | 17:00 | 0 | 17:00 | 0
19 | 10 | 18:00 | 0 | 18:00 | 0
20 | 10 | 19:00 | 0 | 19:00 | 0
21 | 10 | 20:00 | 0 | 20:00 | 0
22 | 10 | 21:00 | 0 | 21:00 | 0
23 | 10 | 22:00 | 0 | 22:00 | 0
24 | 10 | 23:00 | 0 | 23:00 | 0
1 | 10 | 0:00 | 0 | 0:00 | 0
2 | 10 | 1:00 | 0 | 1:00 | 0
3 | 10 | 2:00 | 0 | 2:00 | 0
4 | 10 | 3:00 | 0 | 3:00 | 0
5 | 10 | 4:00 | 0 | 4:00 | 0
6 | 10 | 5:00 | 0 | 5:00 | 0
7 | 10 | 6:00 | 2.11 | 6:00 | 2.1
8 | 10 | 7:00 | 30.48 | 7:00 | 30.33
9 | 10 | 8:00 | 57.66 | 8:00 | 57.37
10 | 10 | 9:00 | 62.86 | 9:00 | 62.54
11 | 10 | 10:00 | 65.32 | 10:00 | 64.99
12 | 10 | 11:00 | 63.74 | 11:00 | 63.42
13 | 10 | 12:00 | 62.36 | 12:00 | 62.04
14 | 10 | 13:00 | 61.46 | 13:00 | 61.15
15 | 10 | 14:00 | 60.09 | 14:00 | 59.79
16 | 10 | 15:00 | 51.48 | 15:00 | 51.22
17 | 10 | 16:00 | 17.83 | 16:00 | 17.74
18 | 10 | 17:00 | 0 | 17:00 | 0
19 | 10 | 18:00 | 0 | 18:00 | 0
20 | 10 | 19:00 | 0 | 19:00 | 0
21 | 10 | 20:00 | 0 | 20:00 | 0
22 | 10 | 21:00 | 0 | 21:00 | 0
23 | 10 | 22:00 | 0 | 22:00 | 0
24 | 10 | 23:00 | 0 | 23:00 | 0
1 | 10 | 0:00 | 0 | 0:00 | 0
2 | 10 | 1:00 | 0 | 1:00 | 0
3 | 10 | 2:00 | 0 | 2:00 | 0
4 | 10 | 3:00 | 0 | 3:00 | 0
5 | 10 | 4:00 | 0 | 4:00 | 0
6 | 10 | 5:00 | 0 | 5:00 | 0
7 | 10 | 6:00 | 1.63 | 6:00 | 1.62
8 | 10 | 7:00 | 27.06 | 7:00 | 26.92
9 | 10 | 8:00 | 53.47 | 8:00 | 53.2
10 | 10 | 9:00 | 59.04 | 9:00 | 58.74
11 | 10 | 10:00 | 61.66 | 10:00 | 61.35
12 | 10 | 11:00 | 59.73 | 11:00 | 59.44
13 | 10 | 12:00 | 59.7 | 12:00 | 59.4
14 | 10 | 13:00 | 58.45 | 13:00 | 58.15
15 | 10 | 14:00 | 55.52 | 14:00 | 55.24
16 | 10 | 15:00 | 46.03 | 15:00 | 45.8
17 | 10 | 16:00 | 14.99 | 16:00 | 14.91
18 | 10 | 17:00 | 0 | 17:00 | 0
19 | 10 | 18:00 | 0 | 18:00 | 0
20 | 10 | 19:00 | 0 | 19:00 | 0
21 | 10 | 20:00 | 0 | 20:00 | 0
22 | 10 | 21:00 | 0 | 21:00 | 0
23 | 10 | 22:00 | 0 | 22:00 | 0
24 | 10 | 23:00 | 0 | 23:00 | 0
1 | 10 | 0:00 | 0 | 0:00 | 0
2 | 10 | 1:00 | 0 | 1:00 | 0
3 | 10 | 2:00 | 0 | 2:00 | 0
4 | 10 | 3:00 | 0 | 3:00 | 0
5 | 10 | 4:00 | 0 | 4:00 | 0
6 | 10 | 5:00 | 0 | 5:00 | 0
7 | 10 | 6:00 | 1.86 | 6:00 | 1.85
8 | 10 | 7:00 | 29.2 | 7:00 | 29.05
9 | 10 | 8:00 | 57.14 | 8:00 | 56.85
10 | 10 | 9:00 | 60.95 | 9:00 | 60.64
11 | 10 | 10:00 | 60.61 | 10:00 | 60.31
12 | 10 | 11:00 | 57.57 | 11:00 | 57.29
13 | 10 | 12:00 | 55.05 | 12:00 | 54.77
14 | 10 | 13:00 | 59.72 | 13:00 | 59.42
15 | 10 | 14:00 | 56.61 | 14:00 | 56.32
16 | 10 | 15:00 | 50.34 | 15:00 | 50.09
17 | 10 | 16:00 | 19.49 | 16:00 | 19.4
18 | 10 | 17:00 | 0 | 17:00 | 0
19 | 10 | 18:00 | 0 | 18:00 | 0
20 | 10 | 19:00 | 0 | 19:00 | 0
21 | 10 | 20:00 | 0 | 20:00 | 0
22 | 10 | 21:00 | 0 | 21:00 | 0
23 | 10 | 22:00 | 0 | 22:00 | 0
24 | 10 | 23:00 | 0 | 23:00 | 0
1 | 10 | 0:00 | 0 | 0:00 | 0
2 | 10 | 1:00 | 0 | 1:00 | 0
3 | 10 | 2:00 | 0 | 2:00 | 0
4 | 10 | 3:00 | 0 | 3:00 | 0
5 | 10 | 4:00 | 0 | 4:00 | 0
6 | 10 | 5:00 | 0 | 5:00 | 0
7 | 10 | 6:00 | 1.49 | 6:00 | 1.48
8 | 10 | 7:00 | 32.79 | 7:00 | 32.62
9 | 10 | 8:00 | 63.47 | 8:00 | 63.15
10 | 10 | 9:00 | 68.53 | 9:00 | 68.19
11 | 10 | 10:00 | 70.52 | 10:00 | 70.17
12 | 10 | 11:00 | 67.4 | 11:00 | 67.06
13 | 10 | 12:00 | 68.52 | 12:00 | 68.18
14 | 10 | 13:00 | 67.53 | 13:00 | 67.19
15 | 10 | 14:00 | 70.47 | 14:00 | 70.11
16 | 10 | 15:00 | 60.76 | 15:00 | 60.45
17 | 10 | 16:00 | 20.19 | 16:00 | 20.09
18 | 10 | 17:00 | 0 | 17:00 | 0
19 | 10 | 18:00 | 0 | 18:00 | 0
20 | 10 | 19:00 | 0 | 19:00 | 0
21 | 10 | 20:00 | 0 | 20:00 | 0
22 | 10 | 21:00 | 0 | 21:00 | 0
23 | 10 | 22:00 | 0 | 22:00 | 0
24 | 10 | 23:00 | 0 | 23:00 | 0
1 | 10 | 0:00 | 0 | 0:00 | 0
2 | 10 | 1:00 | 0 | 1:00 | 0
3 | 10 | 2:00 | 0 | 2:00 | 0
4 | 10 | 3:00 | 0 | 3:00 | 0
5 | 10 | 4:00 | 0 | 4:00 | 0
6 | 10 | 5:00 | 0 | 5:00 | 0
7 | 10 | 6:00 | 1.69 | 6:00 | 1.68
8 | 10 | 7:00 | 36.58 | 7:00 | 36.39
9 | 10 | 8:00 | 73.11 | 8:00 | 72.75
10 | 10 | 9:00 | 75.66 | 9:00 | 75.28
11 | 10 | 10:00 | 74.52 | 10:00 | 74.15
12 | 10 | 11:00 | 71.82 | 11:00 | 71.46
13 | 10 | 12:00 | 72.44 | 12:00 | 72.08
14 | 10 | 13:00 | 73.72 | 13:00 | 73.35
15 | 10 | 14:00 | 75.38 | 14:00 | 75
16 | 10 | 15:00 | 65.22 | 15:00 | 64.9
17 | 10 | 16:00 | 21.39 | 16:00 | 21.28
18 | 10 | 17:00 | 0 | 17:00 | 0
19 | 10 | 18:00 | 0 | 18:00 | 0
20 | 10 | 19:00 | 0 | 19:00 | 0
21 | 10 | 20:00 | 0 | 20:00 | 0
22 | 10 | 21:00 | 0 | 21:00 | 0
23 | 10 | 22:00 | 0 | 22:00 | 0
24 | 10 | 23:00 | 0 | 23:00 | 0
1 | 10 | 0:00 | 0 | 0:00 | 0
2 | 10 | 1:00 | 0 | 1:00 | 0
3 | 10 | 2:00 | 0 | 2:00 | 0
4 | 10 | 3:00 | 0 | 3:00 | 0
5 | 10 | 4:00 | 0 | 4:00 | 0
6 | 10 | 5:00 | 0 | 5:00 | 0
7 | 10 | 6:00 | 1.12 | 6:00 | 1.11
8 | 10 | 7:00 | 30.27 | 7:00 | 30.12
9 | 10 | 8:00 | 61.72 | 8:00 | 61.41
10 | 10 | 9:00 | 68.79 | 9:00 | 68.44
11 | 10 | 10:00 | 67.37 | 10:00 | 67.04
12 | 10 | 11:00 | 65.08 | 11:00 | 64.75
13 | 10 | 12:00 | 64.1 | 12:00 | 63.78
14 | 10 | 13:00 | 63.96 | 13:00 | 63.64
15 | 10 | 14:00 | 65.84 | 14:00 | 65.51
16 | 10 | 15:00 | 48.71 | 15:00 | 48.47
17 | 10 | 16:00 | 15.29 | 16:00 | 15.21
18 | 10 | 17:00 | 0 | 17:00 | 0
19 | 10 | 18:00 | 0 | 18:00 | 0
20 | 10 | 19:00 | 0 | 19:00 | 0
21 | 10 | 20:00 | 0 | 20:00 | 0
22 | 10 | 21:00 | 0 | 21:00 | 0
23 | 10 | 22:00 | 0 | 22:00 | 0
24 | 10 | 23:00 | 0 | 23:00 | 0
1 | 10 | 0:00 | 0 | 0:00 | 0
2 | 10 | 1:00 | 0 | 1:00 | 0
3 | 10 | 2:00 | 0 | 2:00 | 0
4 | 10 | 3:00 | 0 | 3:00 | 0
5 | 10 | 4:00 | 0 | 4:00 | 0
6 | 10 | 5:00 | 0 | 5:00 | 0
7 | 10 | 6:00 | 0.75 | 6:00 | 0.74
8 | 10 | 7:00 | 24.49 | 7:00 | 24.37
9 | 10 | 8:00 | 54.83 | 8:00 | 54.56
10 | 10 | 9:00 | 57.82 | 9:00 | 57.54
11 | 10 | 10:00 | 60.3 | 10:00 | 60
12 | 10 | 11:00 | 56.44 | 11:00 | 56.15
13 | 10 | 12:00 | 54.35 | 12:00 | 54.08
14 | 10 | 13:00 | 54.45 | 13:00 | 54.18
15 | 10 | 14:00 | 55.53 | 14:00 | 55.26
16 | 10 | 15:00 | 46.93 | 15:00 | 46.7
17 | 10 | 16:00 | 14.41 | 16:00 | 14.34
18 | 10 | 17:00 | 0 | 17:00 | 0
19 | 10 | 18:00 | 0 | 18:00 | 0
20 | 10 | 19:00 | 0 | 19:00 | 0
21 | 10 | 20:00 | 0 | 20:00 | 0
22 | 10 | 21:00 | 0 | 21:00 | 0
23 | 10 | 22:00 | 0 | 22:00 | 0
24 | 10 | 23:00 | 0 | 23:00 | 0
1 | 10 | 0:00 | 0 | 0:00 | 0
2 | 10 | 1:00 | 0 | 1:00 | 0
3 | 10 | 2:00 | 0 | 2:00 | 0
4 | 10 | 3:00 | 0 | 3:00 | 0
5 | 10 | 4:00 | 0 | 4:00 | 0
6 | 10 | 5:00 | 0 | 5:00 | 0
7 | 10 | 6:00 | 0.68 | 6:00 | 0.68
8 | 10 | 7:00 | 27.76 | 7:00 | 27.62
9 | 10 | 8:00 | 58.13 | 8:00 | 57.84
10 | 10 | 9:00 | 62.36 | 9:00 | 62.05
11 | 10 | 10:00 | 62.94 | 10:00 | 62.63
12 | 10 | 11:00 | 61.14 | 11:00 | 60.83
13 | 10 | 12:00 | 60.59 | 12:00 | 60.29
14 | 10 | 13:00 | 63.73 | 13:00 | 63.41
15 | 10 | 14:00 | 64.47 | 14:00 | 64.14
16 | 10 | 15:00 | 51.95 | 15:00 | 51.69
17 | 10 | 16:00 | 15.78 | 16:00 | 15.71
18 | 10 | 17:00 | 0 | 17:00 | 0
19 | 10 | 18:00 | 0 | 18:00 | 0
20 | 10 | 19:00 | 0 | 19:00 | 0
21 | 10 | 20:00 | 0 | 20:00 | 0
22 | 10 | 21:00 | 0 | 21:00 | 0
23 | 10 | 22:00 | 0 | 22:00 | 0
24 | 10 | 23:00 | 0 | 23:00 | 0
1 | 10 | 0:00 | 0 | 0:00 | 0
2 | 10 | 1:00 | 0 | 1:00 | 0
3 | 10 | 2:00 | 0 | 2:00 | 0
4 | 10 | 3:00 | 0 | 3:00 | 0
5 | 10 | 4:00 | 0 | 4:00 | 0
6 | 10 | 5:00 | 0 | 5:00 | 0
7 | 10 | 6:00 | 0.61 | 6:00 | 0.61
8 | 10 | 7:00 | 28.09 | 7:00 | 27.95
9 | 10 | 8:00 | 62.57 | 8:00 | 62.26
10 | 10 | 9:00 | 66.57 | 9:00 | 66.23
11 | 10 | 10:00 | 65.3 | 10:00 | 64.97
12 | 10 | 11:00 | 61.99 | 11:00 | 61.68
13 | 10 | 12:00 | 60.06 | 12:00 | 59.76
14 | 10 | 13:00 | 62.96 | 13:00 | 62.64
15 | 10 | 14:00 | 65.36 | 14:00 | 65.03
16 | 10 | 15:00 | 55.52 | 15:00 | 55.24
17 | 10 | 16:00 | 16.4 | 16:00 | 16.32
18 | 10 | 17:00 | 0 | 17:00 | 0
19 | 10 | 18:00 | 0 | 18:00 | 0
20 | 10 | 19:00 | 0 | 19:00 | 0
21 | 10 | 20:00 | 0 | 20:00 | 0
22 | 10 | 21:00 | 0 | 21:00 | 0
23 | 10 | 22:00 | 0 | 22:00 | 0
24 | 10 | 23:00 | 0 | 23:00 | 0
1 | 11 | 0:00 | 0 | 0:00 | 0
2 | 11 | 1:00 | 0 | 1:00 | 0
3 | 11 | 2:00 | 0 | 2:00 | 0
4 | 11 | 3:00 | 0 | 3:00 | 0
5 | 11 | 4:00 | 0 | 4:00 | 0
6 | 11 | 5:00 | 0 | 5:00 | 0
7 | 11 | 6:00 | 0.47 | 6:00 | 0.47
8 | 11 | 7:00 | 25.28 | 7:00 | 25.15
9 | 11 | 8:00 | 56.47 | 8:00 | 56.19
10 | 11 | 9:00 | 59.17 | 9:00 | 58.87
11 | 11 | 10:00 | 59.92 | 10:00 | 59.62
12 | 11 | 11:00 | 58.13 | 11:00 | 57.84
13 | 11 | 12:00 | 57.95 | 12:00 | 57.66
14 | 11 | 13:00 | 59.38 | 13:00 | 59.08
15 | 11 | 14:00 | 63.61 | 14:00 | 63.29
16 | 11 | 15:00 | 52.29 | 15:00 | 52.03
17 | 11 | 16:00 | 14.39 | 16:00 | 14.31
18 | 11 | 17:00 | 0 | 17:00 | 0
19 | 11 | 18:00 | 0 | 18:00 | 0
20 | 11 | 19:00 | 0 | 19:00 | 0
21 | 11 | 20:00 | 0 | 20:00 | 0
22 | 11 | 21:00 | 0 | 21:00 | 0
23 | 11 | 22:00 | 0 | 22:00 | 0
24 | 11 | 23:00 | 0 | 23:00 | 0
1 | 11 | 0:00 | 0 | 0:00 | 0
2 | 11 | 1:00 | 0 | 1:00 | 0
3 | 11 | 2:00 | 0 | 2:00 | 0
4 | 11 | 3:00 | 0 | 3:00 | 0
5 | 11 | 4:00 | 0 | 4:00 | 0
6 | 11 | 5:00 | 0 | 5:00 | 0
7 | 11 | 6:00 | 0.29 | 6:00 | 0.29
8 | 11 | 7:00 | 22.76 | 7:00 | 22.65
9 | 11 | 8:00 | 52.91 | 8:00 | 52.64
10 | 11 | 9:00 | 60.15 | 9:00 | 59.85
11 | 11 | 10:00 | 59.41 | 10:00 | 59.12
12 | 11 | 11:00 | 58.67 | 11:00 | 58.38
13 | 11 | 12:00 | 58.27 | 12:00 | 57.98
14 | 11 | 13:00 | 60.43 | 13:00 | 60.13
15 | 11 | 14:00 | 59.79 | 14:00 | 59.49
16 | 11 | 15:00 | 49.51 | 15:00 | 49.26
17 | 11 | 16:00 | 13.52 | 16:00 | 13.45
18 | 11 | 17:00 | 0 | 17:00 | 0
19 | 11 | 18:00 | 0 | 18:00 | 0
20 | 11 | 19:00 | 0 | 19:00 | 0
21 | 11 | 20:00 | 0 | 20:00 | 0
22 | 11 | 21:00 | 0 | 21:00 | 0
23 | 11 | 22:00 | 0 | 22:00 | 0
24 | 11 | 23:00 | 0 | 23:00 | 0
1 | 11 | 0:00 | 0 | 0:00 | 0
2 | 11 | 1:00 | 0 | 1:00 | 0
3 | 11 | 2:00 | 0 | 2:00 | 0
4 | 11 | 3:00 | 0 | 3:00 | 0
5 | 11 | 4:00 | 0 | 4:00 | 0
6 | 11 | 5:00 | 0 | 5:00 | 0
7 | 11 | 6:00 | 0.15 | 6:00 | 0.15
8 | 11 | 7:00 | 21.23 | 7:00 | 21.12
9 | 11 | 8:00 | 47.13 | 8:00 | 46.89
10 | 11 | 9:00 | 50.53 | 9:00 | 50.27
11 | 11 | 10:00 | 52.51 | 10:00 | 52.25
12 | 11 | 11:00 | 52.79 | 11:00 | 52.53
13 | 11 | 12:00 | 54.59 | 12:00 | 54.31
14 | 11 | 13:00 | 56.3 | 13:00 | 56.02
15 | 11 | 14:00 | 57.65 | 14:00 | 57.36
16 | 11 | 15:00 | 44.44 | 15:00 | 44.22
17 | 11 | 16:00 | 11.78 | 16:00 | 11.72
18 | 11 | 17:00 | 0 | 17:00 | 0
19 | 11 | 18:00 | 0 | 18:00 | 0
20 | 11 | 19:00 | 0 | 19:00 | 0
21 | 11 | 20:00 | 0 | 20:00 | 0
22 | 11 | 21:00 | 0 | 21:00 | 0
23 | 11 | 22:00 | 0 | 22:00 | 0
24 | 11 | 23:00 | 0 | 23:00 | 0
1 | 11 | 0:00 | 0 | 0:00 | 0
2 | 11 | 1:00 | 0 | 1:00 | 0
3 | 11 | 2:00 | 0 | 2:00 | 0
4 | 11 | 3:00 | 0 | 3:00 | 0
5 | 11 | 4:00 | 0 | 4:00 | 0
6 | 11 | 5:00 | 0 | 5:00 | 0
7 | 11 | 6:00 | 0 | 6:00 | 0
8 | 11 | 7:00 | 23.01 | 7:00 | 22.9
9 | 11 | 8:00 | 52.55 | 8:00 | 52.29
10 | 11 | 9:00 | 55.72 | 9:00 | 55.44
11 | 11 | 10:00 | 56.9 | 10:00 | 56.62
12 | 11 | 11:00 | 51.77 | 11:00 | 51.51
13 | 11 | 12:00 | 56.24 | 12:00 | 55.96
14 | 11 | 13:00 | 59.2 | 13:00 | 58.9
15 | 11 | 14:00 | 61.68 | 14:00 | 61.38
16 | 11 | 15:00 | 53.29 | 15:00 | 53.02
17 | 11 | 16:00 | 13.94 | 16:00 | 13.87
18 | 11 | 17:00 | 0 | 17:00 | 0
19 | 11 | 18:00 | 0 | 18:00 | 0
20 | 11 | 19:00 | 0 | 19:00 | 0
21 | 11 | 20:00 | 0 | 20:00 | 0
22 | 11 | 21:00 | 0 | 21:00 | 0
23 | 11 | 22:00 | 0 | 22:00 | 0
24 | 11 | 23:00 | 0 | 23:00 | 0
1 | 11 | 0:00 | 0 | 0:00 | 0
2 | 11 | 1:00 | 0 | 1:00 | 0
3 | 11 | 2:00 | 0 | 2:00 | 0
4 | 11 | 3:00 | 0 | 3:00 | 0
5 | 11 | 4:00 | 0 | 4:00 | 0
6 | 11 | 5:00 | 0 | 5:00 | 0
7 | 11 | 6:00 | 0 | 6:00 | 0
8 | 11 | 7:00 | 27.14 | 7:00 | 27
9 | 11 | 8:00 | 64.22 | 8:00 | 63.9
10 | 11 | 9:00 | 68.56 | 9:00 | 68.22
11 | 11 | 10:00 | 71.06 | 10:00 | 70.71
12 | 11 | 11:00 | 68.93 | 11:00 | 68.59
13 | 11 | 12:00 | 69.39 | 12:00 | 69.04
14 | 11 | 13:00 | 68.4 | 13:00 | 68.06
15 | 11 | 14:00 | 69.88 | 14:00 | 69.53
16 | 11 | 15:00 | 53.37 | 15:00 | 53.1
17 | 11 | 16:00 | 14.29 | 16:00 | 14.22
18 | 11 | 17:00 | 0 | 17:00 | 0
19 | 11 | 18:00 | 0 | 18:00 | 0
20 | 11 | 19:00 | 0 | 19:00 | 0
21 | 11 | 20:00 | 0 | 20:00 | 0
22 | 11 | 21:00 | 0 | 21:00 | 0
23 | 11 | 22:00 | 0 | 22:00 | 0
24 | 11 | 23:00 | 0 | 23:00 | 0
1 | 11 | 0:00 | 0 | 0:00 | 0
2 | 11 | 1:00 | 0 | 1:00 | 0
3 | 11 | 2:00 | 0 | 2:00 | 0
4 | 11 | 3:00 | 0 | 3:00 | 0
5 | 11 | 4:00 | 0 | 4:00 | 0
6 | 11 | 5:00 | 0 | 5:00 | 0
7 | 11 | 6:00 | 0 | 6:00 | 0
8 | 11 | 7:00 | 27.75 | 7:00 | 27.61
9 | 11 | 8:00 | 68.26 | 8:00 | 67.92
10 | 11 | 9:00 | 71.08 | 9:00 | 70.73
11 | 11 | 10:00 | 72.76 | 10:00 | 72.39
12 | 11 | 11:00 | 69.62 | 11:00 | 69.27
13 | 11 | 12:00 | 68.72 | 12:00 | 68.38
14 | 11 | 13:00 | 69.16 | 13:00 | 68.82
15 | 11 | 14:00 | 71.59 | 14:00 | 71.24
16 | 11 | 15:00 | 54.25 | 15:00 | 53.98
17 | 11 | 16:00 | 13.29 | 16:00 | 13.23
18 | 11 | 17:00 | 0 | 17:00 | 0
19 | 11 | 18:00 | 0 | 18:00 | 0
20 | 11 | 19:00 | 0 | 19:00 | 0
21 | 11 | 20:00 | 0 | 20:00 | 0
22 | 11 | 21:00 | 0 | 21:00 | 0
23 | 11 | 22:00 | 0 | 22:00 | 0
24 | 11 | 23:00 | 0 | 23:00 | 0
1 | 11 | 0:00 | 0 | 0:00 | 0
2 | 11 | 1:00 | 0 | 1:00 | 0
3 | 11 | 2:00 | 0 | 2:00 | 0
4 | 11 | 3:00 | 0 | 3:00 | 0
5 | 11 | 4:00 | 0 | 4:00 | 0
6 | 11 | 5:00 | 0 | 5:00 | 0
7 | 11 | 6:00 | 0 | 6:00 | 0
8 | 11 | 7:00 | 24.48 | 7:00 | 24.36
9 | 11 | 8:00 | 59.33 | 8:00 | 59.03
10 | 11 | 9:00 | 66.08 | 9:00 | 65.75
11 | 11 | 10:00 | 67.03 | 10:00 | 66.69
12 | 11 | 11:00 | 63.74 | 11:00 | 63.42
13 | 11 | 12:00 | 64.12 | 12:00 | 63.8
14 | 11 | 13:00 | 66.12 | 13:00 | 65.79
15 | 11 | 14:00 | 66.66 | 14:00 | 66.33
16 | 11 | 15:00 | 50.24 | 15:00 | 49.99
17 | 11 | 16:00 | 11.83 | 16:00 | 11.77
18 | 11 | 17:00 | 0 | 17:00 | 0
19 | 11 | 18:00 | 0 | 18:00 | 0
20 | 11 | 19:00 | 0 | 19:00 | 0
21 | 11 | 20:00 | 0 | 20:00 | 0
22 | 11 | 21:00 | 0 | 21:00 | 0
23 | 11 | 22:00 | 0 | 22:00 | 0
24 | 11 | 23:00 | 0 | 23:00 | 0
1 | 11 | 0:00 | 0 | 0:00 | 0
2 | 11 | 1:00 | 0 | 1:00 | 0
3 | 11 | 2:00 | 0 | 2:00 | 0
4 | 11 | 3:00 | 0 | 3:00 | 0
5 | 11 | 4:00 | 0 | 4:00 | 0
6 | 11 | 5:00 | 0 | 5:00 | 0
7 | 11 | 6:00 | 0 | 6:00 | 0
8 | 11 | 7:00 | 21.37 | 7:00 | 21.26
9 | 11 | 8:00 | 56.89 | 8:00 | 56.61
10 | 11 | 9:00 | 59.62 | 9:00 | 59.33
11 | 11 | 10:00 | 62.46 | 10:00 | 62.15
12 | 11 | 11:00 | 62.79 | 11:00 | 62.47
13 | 11 | 12:00 | 63.33 | 12:00 | 63.01
14 | 11 | 13:00 | 63.78 | 13:00 | 63.46
15 | 11 | 14:00 | 63.42 | 14:00 | 63.11
16 | 11 | 15:00 | 47.72 | 15:00 | 47.48
17 | 11 | 16:00 | 11.14 | 16:00 | 11.08
18 | 11 | 17:00 | 0 | 17:00 | 0
19 | 11 | 18:00 | 0 | 18:00 | 0
20 | 11 | 19:00 | 0 | 19:00 | 0
21 | 11 | 20:00 | 0 | 20:00 | 0
22 | 11 | 21:00 | 0 | 21:00 | 0
23 | 11 | 22:00 | 0 | 22:00 | 0
24 | 11 | 23:00 | 0 | 23:00 | 0
1 | 11 | 0:00 | 0 | 0:00 | 0
2 | 11 | 1:00 | 0 | 1:00 | 0
3 | 11 | 2:00 | 0 | 2:00 | 0
4 | 11 | 3:00 | 0 | 3:00 | 0
5 | 11 | 4:00 | 0 | 4:00 | 0
6 | 11 | 5:00 | 0 | 5:00 | 0
7 | 11 | 6:00 | 0 | 6:00 | 0
8 | 11 | 7:00 | 20.13 | 7:00 | 20.03
9 | 11 | 8:00 | 49.29 | 8:00 | 49.04
10 | 11 | 9:00 | 55.15 | 9:00 | 54.88
11 | 11 | 10:00 | 56.91 | 10:00 | 56.62
12 | 11 | 11:00 | 57.81 | 11:00 | 57.53
13 | 11 | 12:00 | 55.2 | 12:00 | 54.93
14 | 11 | 13:00 | 55.79 | 13:00 | 55.51
15 | 11 | 14:00 | 59.14 | 14:00 | 58.84
16 | 11 | 15:00 | 44.7 | 15:00 | 44.48
17 | 11 | 16:00 | 10.55 | 16:00 | 10.5
18 | 11 | 17:00 | 0 | 17:00 | 0
19 | 11 | 18:00 | 0 | 18:00 | 0
20 | 11 | 19:00 | 0 | 19:00 | 0
21 | 11 | 20:00 | 0 | 20:00 | 0
22 | 11 | 21:00 | 0 | 21:00 | 0
23 | 11 | 22:00 | 0 | 22:00 | 0
24 | 11 | 23:00 | 0 | 23:00 | 0
1 | 11 | 0:00 | 0 | 0:00 | 0
2 | 11 | 1:00 | 0 | 1:00 | 0
3 | 11 | 2:00 | 0 | 2:00 | 0
4 | 11 | 3:00 | 0 | 3:00 | 0
5 | 11 | 4:00 | 0 | 4:00 | 0
6 | 11 | 5:00 | 0 | 5:00 | 0
7 | 11 | 6:00 | 0 | 6:00 | 0
8 | 11 | 7:00 | 19.88 | 7:00 | 19.78
9 | 11 | 8:00 | 54.49 | 8:00 | 54.22
10 | 11 | 9:00 | 60.87 | 9:00 | 60.57
11 | 11 | 10:00 | 63.17 | 10:00 | 62.86
12 | 11 | 11:00 | 60.74 | 11:00 | 60.44
13 | 11 | 12:00 | 58.57 | 12:00 | 58.28
14 | 11 | 13:00 | 59.57 | 13:00 | 59.27
15 | 11 | 14:00 | 60.42 | 14:00 | 60.12
16 | 11 | 15:00 | 47.03 | 15:00 | 46.79
17 | 11 | 16:00 | 10.82 | 16:00 | 10.77
18 | 11 | 17:00 | 0 | 17:00 | 0
19 | 11 | 18:00 | 0 | 18:00 | 0
20 | 11 | 19:00 | 0 | 19:00 | 0
21 | 11 | 20:00 | 0 | 20:00 | 0
22 | 11 | 21:00 | 0 | 21:00 | 0
23 | 11 | 22:00 | 0 | 22:00 | 0
24 | 11 | 23:00 | 0 | 23:00 | 0
1 | 11 | 0:00 | 0 | 0:00 | 0
2 | 11 | 1:00 | 0 | 1:00 | 0
3 | 11 | 2:00 | 0 | 2:00 | 0
4 | 11 | 3:00 | 0 | 3:00 | 0
5 | 11 | 4:00 | 0 | 4:00 | 0
6 | 11 | 5:00 | 0 | 5:00 | 0
7 | 11 | 6:00 | 0 | 6:00 | 0
8 | 11 | 7:00 | 22.32 | 7:00 | 22.21
9 | 11 | 8:00 | 59.7 | 8:00 | 59.4
10 | 11 | 9:00 | 65.79 | 9:00 | 65.46
11 | 11 | 10:00 | 69.63 | 10:00 | 69.28
12 | 11 | 11:00 | 70.22 | 11:00 | 69.87
13 | 11 | 12:00 | 73.55 | 12:00 | 73.18
14 | 11 | 13:00 | 74 | 13:00 | 73.63
15 | 11 | 14:00 | 72.62 | 14:00 | 72.26
16 | 11 | 15:00 | 52.66 | 15:00 | 52.39
17 | 11 | 16:00 | 11.12 | 16:00 | 11.06
18 | 11 | 17:00 | 0 | 17:00 | 0
19 | 11 | 18:00 | 0 | 18:00 | 0
20 | 11 | 19:00 | 0 | 19:00 | 0
21 | 11 | 20:00 | 0 | 20:00 | 0
22 | 11 | 21:00 | 0 | 21:00 | 0
23 | 11 | 22:00 | 0 | 22:00 | 0
24 | 11 | 23:00 | 0 | 23:00 | 0
1 | 11 | 0:00 | 0 | 0:00 | 0
2 | 11 | 1:00 | 0 | 1:00 | 0
3 | 11 | 2:00 | 0 | 2:00 | 0
4 | 11 | 3:00 | 0 | 3:00 | 0
5 | 11 | 4:00 | 0 | 4:00 | 0
6 | 11 | 5:00 | 0 | 5:00 | 0
7 | 11 | 6:00 | 0 | 6:00 | 0
8 | 11 | 7:00 | 17.71 | 7:00 | 17.62
9 | 11 | 8:00 | 49.72 | 8:00 | 49.47
10 | 11 | 9:00 | 58.47 | 9:00 | 58.18
11 | 11 | 10:00 | 59.83 | 10:00 | 59.53
12 | 11 | 11:00 | 59.83 | 11:00 | 59.53
13 | 11 | 12:00 | 61.94 | 12:00 | 61.63
14 | 11 | 13:00 | 62.12 | 13:00 | 61.81
15 | 11 | 14:00 | 59.17 | 14:00 | 58.88
16 | 11 | 15:00 | 41.11 | 15:00 | 40.9
17 | 11 | 16:00 | 8.65 | 16:00 | 8.61
18 | 11 | 17:00 | 0 | 17:00 | 0
19 | 11 | 18:00 | 0 | 18:00 | 0
20 | 11 | 19:00 | 0 | 19:00 | 0
21 | 11 | 20:00 | 0 | 20:00 | 0
22 | 11 | 21:00 | 0 | 21:00 | 0
23 | 11 | 22:00 | 0 | 22:00 | 0
24 | 11 | 23:00 | 0 | 23:00 | 0
1 | 11 | 0:00 | 0 | 0:00 | 0
2 | 11 | 1:00 | 0 | 1:00 | 0
3 | 11 | 2:00 | 0 | 2:00 | 0
4 | 11 | 3:00 | 0 | 3:00 | 0
5 | 11 | 4:00 | 0 | 4:00 | 0
6 | 11 | 5:00 | 0 | 5:00 | 0
7 | 11 | 6:00 | 0 | 6:00 | 0
8 | 11 | 7:00 | 17.45 | 7:00 | 17.37
9 | 11 | 8:00 | 49.63 | 8:00 | 49.38
10 | 11 | 9:00 | 57.65 | 9:00 | 57.36
11 | 11 | 10:00 | 55.9 | 10:00 | 55.62
12 | 11 | 11:00 | 51.46 | 11:00 | 51.2
13 | 11 | 12:00 | 49.29 | 12:00 | 49.04
14 | 11 | 13:00 | 48.18 | 13:00 | 47.94
15 | 11 | 14:00 | 44.98 | 14:00 | 44.75
16 | 11 | 15:00 | 37.73 | 15:00 | 37.54
17 | 11 | 16:00 | 8.59 | 16:00 | 8.55
18 | 11 | 17:00 | 0 | 17:00 | 0
19 | 11 | 18:00 | 0 | 18:00 | 0
20 | 11 | 19:00 | 0 | 19:00 | 0
21 | 11 | 20:00 | 0 | 20:00 | 0
22 | 11 | 21:00 | 0 | 21:00 | 0
23 | 11 | 22:00 | 0 | 22:00 | 0
24 | 11 | 23:00 | 0 | 23:00 | 0
1 | 11 | 0:00 | 0 | 0:00 | 0
2 | 11 | 1:00 | 0 | 1:00 | 0
3 | 11 | 2:00 | 0 | 2:00 | 0
4 | 11 | 3:00 | 0 | 3:00 | 0
5 | 11 | 4:00 | 0 | 4:00 | 0
6 | 11 | 5:00 | 0 | 5:00 | 0
7 | 11 | 6:00 | 0 | 6:00 | 0
8 | 11 | 7:00 | 15.47 | 7:00 | 15.39
9 | 11 | 8:00 | 42.74 | 8:00 | 42.53
10 | 11 | 9:00 | 51.01 | 9:00 | 50.76
11 | 11 | 10:00 | 51.12 | 10:00 | 50.86
12 | 11 | 11:00 | 50.68 | 11:00 | 50.42
13 | 11 | 12:00 | 51.07 | 12:00 | 50.81
14 | 11 | 13:00 | 52.83 | 13:00 | 52.57
15 | 11 | 14:00 | 53.57 | 14:00 | 53.3
16 | 11 | 15:00 | 39.73 | 15:00 | 39.53
17 | 11 | 16:00 | 8.6 | 16:00 | 8.56
18 | 11 | 17:00 | 0 | 17:00 | 0
19 | 11 | 18:00 | 0 | 18:00 | 0
20 | 11 | 19:00 | 0 | 19:00 | 0
21 | 11 | 20:00 | 0 | 20:00 | 0
22 | 11 | 21:00 | 0 | 21:00 | 0
23 | 11 | 22:00 | 0 | 22:00 | 0
24 | 11 | 23:00 | 0 | 23:00 | 0
1 | 11 | 0:00 | 0 | 0:00 | 0
2 | 11 | 1:00 | 0 | 1:00 | 0
3 | 11 | 2:00 | 0 | 2:00 | 0
4 | 11 | 3:00 | 0 | 3:00 | 0
5 | 11 | 4:00 | 0 | 4:00 | 0
6 | 11 | 5:00 | 0 | 5:00 | 0
7 | 11 | 6:00 | 0 | 6:00 | 0
8 | 11 | 7:00 | 18.78 | 7:00 | 18.69
9 | 11 | 8:00 | 58.31 | 8:00 | 58.02
10 | 11 | 9:00 | 68.42 | 9:00 | 68.08
11 | 11 | 10:00 | 66.47 | 10:00 | 66.14
12 | 11 | 11:00 | 60.52 | 11:00 | 60.22
13 | 11 | 12:00 | 61.27 | 12:00 | 60.97
14 | 11 | 13:00 | 65.91 | 13:00 | 65.58
15 | 11 | 14:00 | 65.21 | 14:00 | 64.88
16 | 11 | 15:00 | 48.13 | 15:00 | 47.89
17 | 11 | 16:00 | 10.04 | 16:00 | 9.99
18 | 11 | 17:00 | 0 | 17:00 | 0
19 | 11 | 18:00 | 0 | 18:00 | 0
20 | 11 | 19:00 | 0 | 19:00 | 0
21 | 11 | 20:00 | 0 | 20:00 | 0
22 | 11 | 21:00 | 0 | 21:00 | 0
23 | 11 | 22:00 | 0 | 22:00 | 0
24 | 11 | 23:00 | 0 | 23:00 | 0
1 | 11 | 0:00 | 0 | 0:00 | 0
2 | 11 | 1:00 | 0 | 1:00 | 0
3 | 11 | 2:00 | 0 | 2:00 | 0
4 | 11 | 3:00 | 0 | 3:00 | 0
5 | 11 | 4:00 | 0 | 4:00 | 0
6 | 11 | 5:00 | 0 | 5:00 | 0
7 | 11 | 6:00 | 0 | 6:00 | 0
8 | 11 | 7:00 | 15.84 | 7:00 | 15.76
9 | 11 | 8:00 | 50.16 | 8:00 | 49.91
10 | 11 | 9:00 | 56.49 | 9:00 | 56.21
11 | 11 | 10:00 | 57.15 | 10:00 | 56.86
12 | 11 | 11:00 | 55 | 11:00 | 54.73
13 | 11 | 12:00 | 54.26 | 12:00 | 53.99
14 | 11 | 13:00 | 55.38 | 13:00 | 55.11
15 | 11 | 14:00 | 55.31 | 14:00 | 55.03
16 | 11 | 15:00 | 43.06 | 15:00 | 42.85
17 | 11 | 16:00 | 8.38 | 16:00 | 8.34
18 | 11 | 17:00 | 0 | 17:00 | 0
19 | 11 | 18:00 | 0 | 18:00 | 0
20 | 11 | 19:00 | 0 | 19:00 | 0
21 | 11 | 20:00 | 0 | 20:00 | 0
22 | 11 | 21:00 | 0 | 21:00 | 0
23 | 11 | 22:00 | 0 | 22:00 | 0
24 | 11 | 23:00 | 0 | 23:00 | 0
1 | 11 | 0:00 | 0 | 0:00 | 0
2 | 11 | 1:00 | 0 | 1:00 | 0
3 | 11 | 2:00 | 0 | 2:00 | 0
4 | 11 | 3:00 | 0 | 3:00 | 0
5 | 11 | 4:00 | 0 | 4:00 | 0
6 | 11 | 5:00 | 0 | 5:00 | 0
7 | 11 | 6:00 | 0 | 6:00 | 0
8 | 11 | 7:00 | 15.83 | 7:00 | 15.75
9 | 11 | 8:00 | 50.67 | 8:00 | 50.42
10 | 11 | 9:00 | 59.25 | 9:00 | 58.96
11 | 11 | 10:00 | 52.87 | 10:00 | 52.6
12 | 11 | 11:00 | 53.6 | 11:00 | 53.33
13 | 11 | 12:00 | 57.41 | 12:00 | 57.13
14 | 11 | 13:00 | 61.02 | 13:00 | 60.71
15 | 11 | 14:00 | 61.06 | 14:00 | 60.76
16 | 11 | 15:00 | 45.93 | 15:00 | 45.7
17 | 11 | 16:00 | 9.49 | 16:00 | 9.44
18 | 11 | 17:00 | 0 | 17:00 | 0
19 | 11 | 18:00 | 0 | 18:00 | 0
20 | 11 | 19:00 | 0 | 19:00 | 0
21 | 11 | 20:00 | 0 | 20:00 | 0
22 | 11 | 21:00 | 0 | 21:00 | 0
23 | 11 | 22:00 | 0 | 22:00 | 0
24 | 11 | 23:00 | 0 | 23:00 | 0
1 | 11 | 0:00 | 0 | 0:00 | 0
2 | 11 | 1:00 | 0 | 1:00 | 0
3 | 11 | 2:00 | 0 | 2:00 | 0
4 | 11 | 3:00 | 0 | 3:00 | 0
5 | 11 | 4:00 | 0 | 4:00 | 0
6 | 11 | 5:00 | 0 | 5:00 | 0
7 | 11 | 6:00 | 0 | 6:00 | 0
8 | 11 | 7:00 | 17.62 | 7:00 | 17.53
9 | 11 | 8:00 | 57.64 | 8:00 | 57.35
10 | 11 | 9:00 | 66.67 | 9:00 | 66.33
11 | 11 | 10:00 | 65.44 | 10:00 | 65.12
12 | 11 | 11:00 | 62.92 | 11:00 | 62.61
13 | 11 | 12:00 | 62.7 | 12:00 | 62.39
14 | 11 | 13:00 | 70.53 | 13:00 | 70.18
15 | 11 | 14:00 | 71.03 | 14:00 | 70.67
16 | 11 | 15:00 | 51.49 | 15:00 | 51.23
17 | 11 | 16:00 | 10 | 16:00 | 9.95
18 | 11 | 17:00 | 0 | 17:00 | 0
19 | 11 | 18:00 | 0 | 18:00 | 0
20 | 11 | 19:00 | 0 | 19:00 | 0
21 | 11 | 20:00 | 0 | 20:00 | 0
22 | 11 | 21:00 | 0 | 21:00 | 0
23 | 11 | 22:00 | 0 | 22:00 | 0
24 | 11 | 23:00 | 0 | 23:00 | 0
1 | 11 | 0:00 | 0 | 0:00 | 0
2 | 11 | 1:00 | 0 | 1:00 | 0
3 | 11 | 2:00 | 0 | 2:00 | 0
4 | 11 | 3:00 | 0 | 3:00 | 0
5 | 11 | 4:00 | 0 | 4:00 | 0
6 | 11 | 5:00 | 0 | 5:00 | 0
7 | 11 | 6:00 | 0 | 6:00 | 0
8 | 11 | 7:00 | 14.79 | 7:00 | 14.71
9 | 11 | 8:00 | 46.35 | 8:00 | 46.12
10 | 11 | 9:00 | 54.28 | 9:00 | 54.01
11 | 11 | 10:00 | 53.6 | 10:00 | 53.33
12 | 11 | 11:00 | 54.38 | 11:00 | 54.11
13 | 11 | 12:00 | 55.15 | 12:00 | 54.87
14 | 11 | 13:00 | 57.95 | 13:00 | 57.66
15 | 11 | 14:00 | 63.13 | 14:00 | 62.82
16 | 11 | 15:00 | 45.42 | 15:00 | 45.19
17 | 11 | 16:00 | 8.05 | 16:00 | 8.01
18 | 11 | 17:00 | 0 | 17:00 | 0
19 | 11 | 18:00 | 0 | 18:00 | 0
20 | 11 | 19:00 | 0 | 19:00 | 0
21 | 11 | 20:00 | 0 | 20:00 | 0
22 | 11 | 21:00 | 0 | 21:00 | 0
23 | 11 | 22:00 | 0 | 22:00 | 0
24 | 11 | 23:00 | 0 | 23:00 | 0
1 | 11 | 0:00 | 0 | 0:00 | 0
2 | 11 | 1:00 | 0 | 1:00 | 0
3 | 11 | 2:00 | 0 | 2:00 | 0
4 | 11 | 3:00 | 0 | 3:00 | 0
5 | 11 | 4:00 | 0 | 4:00 | 0
6 | 11 | 5:00 | 0 | 5:00 | 0
7 | 11 | 6:00 | 0 | 6:00 | 0
8 | 11 | 7:00 | 12.52 | 7:00 | 12.46
9 | 11 | 8:00 | 39.34 | 8:00 | 39.14
10 | 11 | 9:00 | 47.61 | 9:00 | 47.38
11 | 11 | 10:00 | 53.66 | 10:00 | 53.39
12 | 11 | 11:00 | 52.2 | 11:00 | 51.94
13 | 11 | 12:00 | 47.79 | 12:00 | 47.55
14 | 11 | 13:00 | 49.86 | 13:00 | 49.61
15 | 11 | 14:00 | 55.31 | 14:00 | 55.03
16 | 11 | 15:00 | 42.9 | 15:00 | 42.69
17 | 11 | 16:00 | 8.33 | 16:00 | 8.29
18 | 11 | 17:00 | 0 | 17:00 | 0
19 | 11 | 18:00 | 0 | 18:00 | 0
20 | 11 | 19:00 | 0 | 19:00 | 0
21 | 11 | 20:00 | 0 | 20:00 | 0
22 | 11 | 21:00 | 0 | 21:00 | 0
23 | 11 | 22:00 | 0 | 22:00 | 0
24 | 11 | 23:00 | 0 | 23:00 | 0
1 | 11 | 0:00 | 0 | 0:00 | 0
2 | 11 | 1:00 | 0 | 1:00 | 0
3 | 11 | 2:00 | 0 | 2:00 | 0
4 | 11 | 3:00 | 0 | 3:00 | 0
5 | 11 | 4:00 | 0 | 4:00 | 0
6 | 11 | 5:00 | 0 | 5:00 | 0
7 | 11 | 6:00 | 0 | 6:00 | 0
8 | 11 | 7:00 | 9.38 | 7:00 | 9.34
9 | 11 | 8:00 | 30.52 | 8:00 | 30.37
10 | 11 | 9:00 | 38.87 | 9:00 | 38.68
11 | 11 | 10:00 | 39.67 | 10:00 | 39.48
12 | 11 | 11:00 | 38.29 | 11:00 | 38.1
13 | 11 | 12:00 | 37.3 | 12:00 | 37.11
14 | 11 | 13:00 | 39.77 | 13:00 | 39.57
15 | 11 | 14:00 | 43.56 | 14:00 | 43.34
16 | 11 | 15:00 | 33.07 | 15:00 | 32.91
17 | 11 | 16:00 | 6.13 | 16:00 | 6.1
18 | 11 | 17:00 | 0 | 17:00 | 0
19 | 11 | 18:00 | 0 | 18:00 | 0
20 | 11 | 19:00 | 0 | 19:00 | 0
21 | 11 | 20:00 | 0 | 20:00 | 0
22 | 11 | 21:00 | 0 | 21:00 | 0
23 | 11 | 22:00 | 0 | 22:00 | 0
24 | 11 | 23:00 | 0 | 23:00 | 0
1 | 11 | 0:00 | 0 | 0:00 | 0
2 | 11 | 1:00 | 0 | 1:00 | 0
3 | 11 | 2:00 | 0 | 2:00 | 0
4 | 11 | 3:00 | 0 | 3:00 | 0
5 | 11 | 4:00 | 0 | 4:00 | 0
6 | 11 | 5:00 | 0 | 5:00 | 0
7 | 11 | 6:00 | 0 | 6:00 | 0
8 | 11 | 7:00 | 11.69 | 7:00 | 11.63
9 | 11 | 8:00 | 44.96 | 8:00 | 44.74
10 | 11 | 9:00 | 57.34 | 9:00 | 57.05
11 | 11 | 10:00 | 55.47 | 10:00 | 55.19
12 | 11 | 11:00 | 53.07 | 11:00 | 52.81
13 | 11 | 12:00 | 52.45 | 12:00 | 52.19
14 | 11 | 13:00 | 51.37 | 13:00 | 51.11
15 | 11 | 14:00 | 52.6 | 14:00 | 52.34
16 | 11 | 15:00 | 34.92 | 15:00 | 34.74
17 | 11 | 16:00 | 6.92 | 16:00 | 6.89
18 | 11 | 17:00 | 0 | 17:00 | 0
19 | 11 | 18:00 | 0 | 18:00 | 0
20 | 11 | 19:00 | 0 | 19:00 | 0
21 | 11 | 20:00 | 0 | 20:00 | 0
22 | 11 | 21:00 | 0 | 21:00 | 0
23 | 11 | 22:00 | 0 | 22:00 | 0
24 | 11 | 23:00 | 0 | 23:00 | 0
1 | 11 | 0:00 | 0 | 0:00 | 0
2 | 11 | 1:00 | 0 | 1:00 | 0
3 | 11 | 2:00 | 0 | 2:00 | 0
4 | 11 | 3:00 | 0 | 3:00 | 0
5 | 11 | 4:00 | 0 | 4:00 | 0
6 | 11 | 5:00 | 0 | 5:00 | 0
7 | 11 | 6:00 | 0 | 6:00 | 0
8 | 11 | 7:00 | 12.01 | 7:00 | 11.95
9 | 11 | 8:00 | 43.17 | 8:00 | 42.96
10 | 11 | 9:00 | 54.83 | 9:00 | 54.55
11 | 11 | 10:00 | 51.08 | 10:00 | 50.82
12 | 11 | 11:00 | 48.31 | 11:00 | 48.07
13 | 11 | 12:00 | 45.4 | 12:00 | 45.17
14 | 11 | 13:00 | 48.27 | 13:00 | 48.03
15 | 11 | 14:00 | 51.82 | 14:00 | 51.56
16 | 11 | 15:00 | 38.43 | 15:00 | 38.24
17 | 11 | 16:00 | 7.06 | 16:00 | 7.02
18 | 11 | 17:00 | 0 | 17:00 | 0
19 | 11 | 18:00 | 0 | 18:00 | 0
20 | 11 | 19:00 | 0 | 19:00 | 0
21 | 11 | 20:00 | 0 | 20:00 | 0
22 | 11 | 21:00 | 0 | 21:00 | 0
23 | 11 | 22:00 | 0 | 22:00 | 0
24 | 11 | 23:00 | 0 | 23:00 | 0
1 | 11 | 0:00 | 0 | 0:00 | 0
2 | 11 | 1:00 | 0 | 1:00 | 0
3 | 11 | 2:00 | 0 | 2:00 | 0
4 | 11 | 3:00 | 0 | 3:00 | 0
5 | 11 | 4:00 | 0 | 4:00 | 0
6 | 11 | 5:00 | 0 | 5:00 | 0
7 | 11 | 6:00 | 0 | 6:00 | 0
8 | 11 | 7:00 | 9.85 | 7:00 | 9.8
9 | 11 | 8:00 | 31.7 | 8:00 | 31.54
10 | 11 | 9:00 | 42.22 | 9:00 | 42.01
11 | 11 | 10:00 | 45.22 | 10:00 | 44.99
12 | 11 | 11:00 | 45.01 | 11:00 | 44.78
13 | 11 | 12:00 | 47.97 | 12:00 | 47.73
14 | 11 | 13:00 | 49.6 | 13:00 | 49.35
15 | 11 | 14:00 | 48.47 | 14:00 | 48.23
16 | 11 | 15:00 | 33.44 | 15:00 | 33.27
17 | 11 | 16:00 | 5.94 | 16:00 | 5.91
18 | 11 | 17:00 | 0 | 17:00 | 0
19 | 11 | 18:00 | 0 | 18:00 | 0
20 | 11 | 19:00 | 0 | 19:00 | 0
21 | 11 | 20:00 | 0 | 20:00 | 0
22 | 11 | 21:00 | 0 | 21:00 | 0
23 | 11 | 22:00 | 0 | 22:00 | 0
24 | 11 | 23:00 | 0 | 23:00 | 0
1 | 11 | 0:00 | 0 | 0:00 | 0
2 | 11 | 1:00 | 0 | 1:00 | 0
3 | 11 | 2:00 | 0 | 2:00 | 0
4 | 11 | 3:00 | 0 | 3:00 | 0
5 | 11 | 4:00 | 0 | 4:00 | 0
6 | 11 | 5:00 | 0 | 5:00 | 0
7 | 11 | 6:00 | 0 | 6:00 | 0
8 | 11 | 7:00 | 10.84 | 7:00 | 10.78
9 | 11 | 8:00 | 44.66 | 8:00 | 44.44
10 | 11 | 9:00 | 58.08 | 9:00 | 57.79
11 | 11 | 10:00 | 56.44 | 10:00 | 56.16
12 | 11 | 11:00 | 53.68 | 11:00 | 53.42
13 | 11 | 12:00 | 55.6 | 12:00 | 55.32
14 | 11 | 13:00 | 58.6 | 13:00 | 58.3
15 | 11 | 14:00 | 60.97 | 14:00 | 60.66
16 | 11 | 15:00 | 43.3 | 15:00 | 43.08
17 | 11 | 16:00 | 7.45 | 16:00 | 7.42
18 | 11 | 17:00 | 0 | 17:00 | 0
19 | 11 | 18:00 | 0 | 18:00 | 0
20 | 11 | 19:00 | 0 | 19:00 | 0
21 | 11 | 20:00 | 0 | 20:00 | 0
22 | 11 | 21:00 | 0 | 21:00 | 0
23 | 11 | 22:00 | 0 | 22:00 | 0
24 | 11 | 23:00 | 0 | 23:00 | 0
1 | 11 | 0:00 | 0 | 0:00 | 0
2 | 11 | 1:00 | 0 | 1:00 | 0
3 | 11 | 2:00 | 0 | 2:00 | 0
4 | 11 | 3:00 | 0 | 3:00 | 0
5 | 11 | 4:00 | 0 | 4:00 | 0
6 | 11 | 5:00 | 0 | 5:00 | 0
7 | 11 | 6:00 | 0 | 6:00 | 0
8 | 11 | 7:00 | 11.8 | 7:00 | 11.74
9 | 11 | 8:00 | 47.22 | 8:00 | 46.98
10 | 11 | 9:00 | 58.92 | 9:00 | 58.62
11 | 11 | 10:00 | 57.03 | 10:00 | 56.75
12 | 11 | 11:00 | 49.95 | 11:00 | 49.7
13 | 11 | 12:00 | 48.08 | 12:00 | 47.84
14 | 11 | 13:00 | 51.81 | 13:00 | 51.55
15 | 11 | 14:00 | 50.44 | 14:00 | 50.19
16 | 11 | 15:00 | 36.78 | 15:00 | 36.6
17 | 11 | 16:00 | 6.86 | 16:00 | 6.83
18 | 11 | 17:00 | 0 | 17:00 | 0
19 | 11 | 18:00 | 0 | 18:00 | 0
20 | 11 | 19:00 | 0 | 19:00 | 0
21 | 11 | 20:00 | 0 | 20:00 | 0
22 | 11 | 21:00 | 0 | 21:00 | 0
23 | 11 | 22:00 | 0 | 22:00 | 0
24 | 11 | 23:00 | 0 | 23:00 | 0
1 | 11 | 0:00 | 0 | 0:00 | 0
2 | 11 | 1:00 | 0 | 1:00 | 0
3 | 11 | 2:00 | 0 | 2:00 | 0
4 | 11 | 3:00 | 0 | 3:00 | 0
5 | 11 | 4:00 | 0 | 4:00 | 0
6 | 11 | 5:00 | 0 | 5:00 | 0
7 | 11 | 6:00 | 0 | 6:00 | 0
8 | 11 | 7:00 | 9.58 | 7:00 | 9.53
9 | 11 | 8:00 | 40 | 8:00 | 39.8
10 | 11 | 9:00 | 50.57 | 9:00 | 50.32
11 | 11 | 10:00 | 49.23 | 10:00 | 48.98
12 | 11 | 11:00 | 48.71 | 11:00 | 48.46
13 | 11 | 12:00 | 49.13 | 12:00 | 48.89
14 | 11 | 13:00 | 51.9 | 13:00 | 51.64
15 | 11 | 14:00 | 49.69 | 14:00 | 49.44
16 | 11 | 15:00 | 36.53 | 15:00 | 36.34
17 | 11 | 16:00 | 6.5 | 16:00 | 6.47
18 | 11 | 17:00 | 0 | 17:00 | 0
19 | 11 | 18:00 | 0 | 18:00 | 0
20 | 11 | 19:00 | 0 | 19:00 | 0
21 | 11 | 20:00 | 0 | 20:00 | 0
22 | 11 | 21:00 | 0 | 21:00 | 0
23 | 11 | 22:00 | 0 | 22:00 | 0
24 | 11 | 23:00 | 0 | 23:00 | 0
1 | 11 | 0:00 | 0 | 0:00 | 0
2 | 11 | 1:00 | 0 | 1:00 | 0
3 | 11 | 2:00 | 0 | 2:00 | 0
4 | 11 | 3:00 | 0 | 3:00 | 0
5 | 11 | 4:00 | 0 | 4:00 | 0
6 | 11 | 5:00 | 0 | 5:00 | 0
7 | 11 | 6:00 | 0 | 6:00 | 0
8 | 11 | 7:00 | 9.02 | 7:00 | 8.98
9 | 11 | 8:00 | 39.58 | 8:00 | 39.38
10 | 11 | 9:00 | 54.96 | 9:00 | 54.68
11 | 11 | 10:00 | 52.47 | 10:00 | 52.21
12 | 11 | 11:00 | 50.15 | 11:00 | 49.9
13 | 11 | 12:00 | 48.13 | 12:00 | 47.89
14 | 11 | 13:00 | 48.42 | 13:00 | 48.17
15 | 11 | 14:00 | 52.29 | 14:00 | 52.03
16 | 11 | 15:00 | 37.91 | 15:00 | 37.72
17 | 11 | 16:00 | 6.75 | 16:00 | 6.72
18 | 11 | 17:00 | 0 | 17:00 | 0
19 | 11 | 18:00 | 0 | 18:00 | 0
20 | 11 | 19:00 | 0 | 19:00 | 0
21 | 11 | 20:00 | 0 | 20:00 | 0
22 | 11 | 21:00 | 0 | 21:00 | 0
23 | 11 | 22:00 | 0 | 22:00 | 0
24 | 11 | 23:00 | 0 | 23:00 | 0
1 | 11 | 0:00 | 0 | 0:00 | 0
2 | 11 | 1:00 | 0 | 1:00 | 0
3 | 11 | 2:00 | 0 | 2:00 | 0
4 | 11 | 3:00 | 0 | 3:00 | 0
5 | 11 | 4:00 | 0 | 4:00 | 0
6 | 11 | 5:00 | 0 | 5:00 | 0
7 | 11 | 6:00 | 0 | 6:00 | 0
8 | 11 | 7:00 | 10.37 | 7:00 | 10.31
9 | 11 | 8:00 | 48.77 | 8:00 | 48.52
10 | 11 | 9:00 | 67.08 | 9:00 | 66.74
11 | 11 | 10:00 | 65.28 | 10:00 | 64.95
12 | 11 | 11:00 | 62.21 | 11:00 | 61.9
13 | 11 | 12:00 | 63.76 | 12:00 | 63.44
14 | 11 | 13:00 | 63.86 | 13:00 | 63.54
15 | 11 | 14:00 | 63.94 | 14:00 | 63.62
16 | 11 | 15:00 | 44.76 | 15:00 | 44.54
17 | 11 | 16:00 | 8.11 | 16:00 | 8.07
18 | 11 | 17:00 | 0 | 17:00 | 0
19 | 11 | 18:00 | 0 | 18:00 | 0
20 | 11 | 19:00 | 0 | 19:00 | 0
21 | 11 | 20:00 | 0 | 20:00 | 0
22 | 11 | 21:00 | 0 | 21:00 | 0
23 | 11 | 22:00 | 0 | 22:00 | 0
24 | 11 | 23:00 | 0 | 23:00 | 0
1 | 11 | 0:00 | 0 | 0:00 | 0
2 | 11 | 1:00 | 0 | 1:00 | 0
3 | 11 | 2:00 | 0 | 2:00 | 0
4 | 11 | 3:00 | 0 | 3:00 | 0
5 | 11 | 4:00 | 0 | 4:00 | 0
6 | 11 | 5:00 | 0 | 5:00 | 0
7 | 11 | 6:00 | 0 | 6:00 | 0
8 | 11 | 7:00 | 7.89 | 7:00 | 7.85
9 | 11 | 8:00 | 37.43 | 8:00 | 37.24
10 | 11 | 9:00 | 51.58 | 9:00 | 51.33
11 | 11 | 10:00 | 53.21 | 10:00 | 52.95
12 | 11 | 11:00 | 52.22 | 11:00 | 51.96
13 | 11 | 12:00 | 50.48 | 12:00 | 50.23
14 | 11 | 13:00 | 53.61 | 13:00 | 53.34
15 | 11 | 14:00 | 54.11 | 14:00 | 53.84
16 | 11 | 15:00 | 38.63 | 15:00 | 38.44
17 | 11 | 16:00 | 6.74 | 16:00 | 6.7
18 | 11 | 17:00 | 0 | 17:00 | 0
19 | 11 | 18:00 | 0 | 18:00 | 0
20 | 11 | 19:00 | 0 | 19:00 | 0
21 | 11 | 20:00 | 0 | 20:00 | 0
22 | 11 | 21:00 | 0 | 21:00 | 0
23 | 11 | 22:00 | 0 | 22:00 | 0
24 | 11 | 23:00 | 0 | 23:00 | 0
1 | 12 | 0:00 | 0 | 0:00 | 0
2 | 12 | 1:00 | 0 | 1:00 | 0
3 | 12 | 2:00 | 0 | 2:00 | 0
4 | 12 | 3:00 | 0 | 3:00 | 0
5 | 12 | 4:00 | 0 | 4:00 | 0
6 | 12 | 5:00 | 0 | 5:00 | 0
7 | 12 | 6:00 | 0 | 6:00 | 0
8 | 12 | 7:00 | 6.94 | 7:00 | 6.9
9 | 12 | 8:00 | 32.07 | 8:00 | 31.91
10 | 12 | 9:00 | 43.42 | 9:00 | 43.2
11 | 12 | 10:00 | 44.25 | 10:00 | 44.03
12 | 12 | 11:00 | 44.53 | 11:00 | 44.31
13 | 12 | 12:00 | 42.84 | 12:00 | 42.62
14 | 12 | 13:00 | 46.79 | 13:00 | 46.56
15 | 12 | 14:00 | 44.34 | 14:00 | 44.12
16 | 12 | 15:00 | 31.32 | 15:00 | 31.16
17 | 12 | 16:00 | 5.59 | 16:00 | 5.56
18 | 12 | 17:00 | 0 | 17:00 | 0
19 | 12 | 18:00 | 0 | 18:00 | 0
20 | 12 | 19:00 | 0 | 19:00 | 0
21 | 12 | 20:00 | 0 | 20:00 | 0
22 | 12 | 21:00 | 0 | 21:00 | 0
23 | 12 | 22:00 | 0 | 22:00 | 0
24 | 12 | 23:00 | 0 | 23:00 | 0
1 | 12 | 0:00 | 0 | 0:00 | 0
2 | 12 | 1:00 | 0 | 1:00 | 0
3 | 12 | 2:00 | 0 | 2:00 | 0
4 | 12 | 3:00 | 0 | 3:00 | 0
5 | 12 | 4:00 | 0 | 4:00 | 0
6 | 12 | 5:00 | 0 | 5:00 | 0
7 | 12 | 6:00 | 0 | 6:00 | 0
8 | 12 | 7:00 | 6.45 | 7:00 | 6.42
9 | 12 | 8:00 | 34.53 | 8:00 | 34.36
10 | 12 | 9:00 | 46.26 | 9:00 | 46.03
11 | 12 | 10:00 | 45.48 | 10:00 | 45.25
12 | 12 | 11:00 | 45.44 | 11:00 | 45.21
13 | 12 | 12:00 | 44.59 | 12:00 | 44.36
14 | 12 | 13:00 | 48.29 | 13:00 | 48.05
15 | 12 | 14:00 | 48.63 | 14:00 | 48.39
16 | 12 | 15:00 | 33.98 | 15:00 | 33.81
17 | 12 | 16:00 | 5.93 | 16:00 | 5.9
18 | 12 | 17:00 | 0 | 17:00 | 0
19 | 12 | 18:00 | 0 | 18:00 | 0
20 | 12 | 19:00 | 0 | 19:00 | 0
21 | 12 | 20:00 | 0 | 20:00 | 0
22 | 12 | 21:00 | 0 | 21:00 | 0
23 | 12 | 22:00 | 0 | 22:00 | 0
24 | 12 | 23:00 | 0 | 23:00 | 0
1 | 12 | 0:00 | 0 | 0:00 | 0
2 | 12 | 1:00 | 0 | 1:00 | 0
3 | 12 | 2:00 | 0 | 2:00 | 0
4 | 12 | 3:00 | 0 | 3:00 | 0
5 | 12 | 4:00 | 0 | 4:00 | 0
6 | 12 | 5:00 | 0 | 5:00 | 0
7 | 12 | 6:00 | 0 | 6:00 | 0
8 | 12 | 7:00 | 7.02 | 7:00 | 6.98
9 | 12 | 8:00 | 37.52 | 8:00 | 37.33
10 | 12 | 9:00 | 49.9 | 9:00 | 49.66
11 | 12 | 10:00 | 48.08 | 10:00 | 47.83
12 | 12 | 11:00 | 47.38 | 11:00 | 47.15
13 | 12 | 12:00 | 47.27 | 12:00 | 47.04
14 | 12 | 13:00 | 48.02 | 13:00 | 47.78
15 | 12 | 14:00 | 48.48 | 14:00 | 48.24
16 | 12 | 15:00 | 35.9 | 15:00 | 35.72
17 | 12 | 16:00 | 5.98 | 16:00 | 5.95
18 | 12 | 17:00 | 0 | 17:00 | 0
19 | 12 | 18:00 | 0 | 18:00 | 0
20 | 12 | 19:00 | 0 | 19:00 | 0
21 | 12 | 20:00 | 0 | 20:00 | 0
22 | 12 | 21:00 | 0 | 21:00 | 0
23 | 12 | 22:00 | 0 | 22:00 | 0
24 | 12 | 23:00 | 0 | 23:00 | 0
1 | 12 | 0:00 | 0 | 0:00 | 0
2 | 12 | 1:00 | 0 | 1:00 | 0
3 | 12 | 2:00 | 0 | 2:00 | 0
4 | 12 | 3:00 | 0 | 3:00 | 0
5 | 12 | 4:00 | 0 | 4:00 | 0
6 | 12 | 5:00 | 0 | 5:00 | 0
7 | 12 | 6:00 | 0 | 6:00 | 0
8 | 12 | 7:00 | 7 | 7:00 | 6.97
9 | 12 | 8:00 | 34.22 | 8:00 | 34.05
10 | 12 | 9:00 | 45.16 | 9:00 | 44.93
11 | 12 | 10:00 | 47.2 | 10:00 | 46.96
12 | 12 | 11:00 | 47.62 | 11:00 | 47.38
13 | 12 | 12:00 | 46.28 | 12:00 | 46.05
14 | 12 | 13:00 | 48.5 | 13:00 | 48.26
15 | 12 | 14:00 | 53.34 | 14:00 | 53.07
16 | 12 | 15:00 | 37.59 | 15:00 | 37.4
17 | 12 | 16:00 | 6.22 | 16:00 | 6.19
18 | 12 | 17:00 | 0 | 17:00 | 0
19 | 12 | 18:00 | 0 | 18:00 | 0
20 | 12 | 19:00 | 0 | 19:00 | 0
21 | 12 | 20:00 | 0 | 20:00 | 0
22 | 12 | 21:00 | 0 | 21:00 | 0
23 | 12 | 22:00 | 0 | 22:00 | 0
24 | 12 | 23:00 | 0 | 23:00 | 0
1 | 12 | 0:00 | 0 | 0:00 | 0
2 | 12 | 1:00 | 0 | 1:00 | 0
3 | 12 | 2:00 | 0 | 2:00 | 0
4 | 12 | 3:00 | 0 | 3:00 | 0
5 | 12 | 4:00 | 0 | 4:00 | 0
6 | 12 | 5:00 | 0 | 5:00 | 0
7 | 12 | 6:00 | 0 | 6:00 | 0
8 | 12 | 7:00 | 7.26 | 7:00 | 7.22
9 | 12 | 8:00 | 41.39 | 8:00 | 41.18
10 | 12 | 9:00 | 60.26 | 9:00 | 59.96
11 | 12 | 10:00 | 60.46 | 10:00 | 60.16
12 | 12 | 11:00 | 57.22 | 11:00 | 56.94
13 | 12 | 12:00 | 56.86 | 12:00 | 56.58
14 | 12 | 13:00 | 58.81 | 13:00 | 58.52
15 | 12 | 14:00 | 62.1 | 14:00 | 61.79
16 | 12 | 15:00 | 44.7 | 15:00 | 44.48
17 | 12 | 16:00 | 7.41 | 16:00 | 7.37
18 | 12 | 17:00 | 0 | 17:00 | 0
19 | 12 | 18:00 | 0 | 18:00 | 0
20 | 12 | 19:00 | 0 | 19:00 | 0
21 | 12 | 20:00 | 0 | 20:00 | 0
22 | 12 | 21:00 | 0 | 21:00 | 0
23 | 12 | 22:00 | 0 | 22:00 | 0
24 | 12 | 23:00 | 0 | 23:00 | 0
1 | 12 | 0:00 | 0 | 0:00 | 0
2 | 12 | 1:00 | 0 | 1:00 | 0
3 | 12 | 2:00 | 0 | 2:00 | 0
4 | 12 | 3:00 | 0 | 3:00 | 0
5 | 12 | 4:00 | 0 | 4:00 | 0
6 | 12 | 5:00 | 0 | 5:00 | 0
7 | 12 | 6:00 | 0 | 6:00 | 0
8 | 12 | 7:00 | 5.27 | 7:00 | 5.25
9 | 12 | 8:00 | 30.66 | 8:00 | 30.5
10 | 12 | 9:00 | 45.03 | 9:00 | 44.8
11 | 12 | 10:00 | 48.96 | 10:00 | 48.72
12 | 12 | 11:00 | 48.21 | 11:00 | 47.97
13 | 12 | 12:00 | 46.54 | 12:00 | 46.31
14 | 12 | 13:00 | 46.97 | 13:00 | 46.73
15 | 12 | 14:00 | 45.78 | 14:00 | 45.55
16 | 12 | 15:00 | 34.19 | 15:00 | 34.02
17 | 12 | 16:00 | 5.61 | 16:00 | 5.58
18 | 12 | 17:00 | 0 | 17:00 | 0
19 | 12 | 18:00 | 0 | 18:00 | 0
20 | 12 | 19:00 | 0 | 19:00 | 0
21 | 12 | 20:00 | 0 | 20:00 | 0
22 | 12 | 21:00 | 0 | 21:00 | 0
23 | 12 | 22:00 | 0 | 22:00 | 0
24 | 12 | 23:00 | 0 | 23:00 | 0
1 | 12 | 0:00 | 0 | 0:00 | 0
2 | 12 | 1:00 | 0 | 1:00 | 0
3 | 12 | 2:00 | 0 | 2:00 | 0
4 | 12 | 3:00 | 0 | 3:00 | 0
5 | 12 | 4:00 | 0 | 4:00 | 0
6 | 12 | 5:00 | 0 | 5:00 | 0
7 | 12 | 6:00 | 0 | 6:00 | 0
8 | 12 | 7:00 | 6.45 | 7:00 | 6.42
9 | 12 | 8:00 | 37.75 | 8:00 | 37.57
10 | 12 | 9:00 | 51.78 | 9:00 | 51.53
11 | 12 | 10:00 | 51.98 | 10:00 | 51.72
12 | 12 | 11:00 | 52.28 | 11:00 | 52.02
13 | 12 | 12:00 | 50.54 | 12:00 | 50.28
14 | 12 | 13:00 | 46.25 | 13:00 | 46.02
15 | 12 | 14:00 | 43.46 | 14:00 | 43.24
16 | 12 | 15:00 | 32.04 | 15:00 | 31.88
17 | 12 | 16:00 | 5.34 | 16:00 | 5.32
18 | 12 | 17:00 | 0 | 17:00 | 0
19 | 12 | 18:00 | 0 | 18:00 | 0
20 | 12 | 19:00 | 0 | 19:00 | 0
21 | 12 | 20:00 | 0 | 20:00 | 0
22 | 12 | 21:00 | 0 | 21:00 | 0
23 | 12 | 22:00 | 0 | 22:00 | 0
24 | 12 | 23:00 | 0 | 23:00 | 0
1 | 12 | 0:00 | 0 | 0:00 | 0
2 | 12 | 1:00 | 0 | 1:00 | 0
3 | 12 | 2:00 | 0 | 2:00 | 0
4 | 12 | 3:00 | 0 | 3:00 | 0
5 | 12 | 4:00 | 0 | 4:00 | 0
6 | 12 | 5:00 | 0 | 5:00 | 0
7 | 12 | 6:00 | 0 | 6:00 | 0
8 | 12 | 7:00 | 5.88 | 7:00 | 5.85
9 | 12 | 8:00 | 35.25 | 8:00 | 35.08
10 | 12 | 9:00 | 49.18 | 9:00 | 48.94
11 | 12 | 10:00 | 49.32 | 10:00 | 49.07
12 | 12 | 11:00 | 45.71 | 11:00 | 45.48
13 | 12 | 12:00 | 46.92 | 12:00 | 46.69
14 | 12 | 13:00 | 52.1 | 13:00 | 51.84
15 | 12 | 14:00 | 57.88 | 14:00 | 57.59
16 | 12 | 15:00 | 42.08 | 15:00 | 41.87
17 | 12 | 16:00 | 6.74 | 16:00 | 6.71
18 | 12 | 17:00 | 0 | 17:00 | 0
19 | 12 | 18:00 | 0 | 18:00 | 0
20 | 12 | 19:00 | 0 | 19:00 | 0
21 | 12 | 20:00 | 0 | 20:00 | 0
22 | 12 | 21:00 | 0 | 21:00 | 0
23 | 12 | 22:00 | 0 | 22:00 | 0
24 | 12 | 23:00 | 0 | 23:00 | 0
1 | 12 | 0:00 | 0 | 0:00 | 0
2 | 12 | 1:00 | 0 | 1:00 | 0
3 | 12 | 2:00 | 0 | 2:00 | 0
4 | 12 | 3:00 | 0 | 3:00 | 0
5 | 12 | 4:00 | 0 | 4:00 | 0
6 | 12 | 5:00 | 0 | 5:00 | 0
7 | 12 | 6:00 | 0 | 6:00 | 0
8 | 12 | 7:00 | 5.08 | 7:00 | 5.06
9 | 12 | 8:00 | 31.51 | 8:00 | 31.35
10 | 12 | 9:00 | 47.76 | 9:00 | 47.52
11 | 12 | 10:00 | 47.89 | 10:00 | 47.65
12 | 12 | 11:00 | 47.71 | 11:00 | 47.47
13 | 12 | 12:00 | 46.65 | 12:00 | 46.42
14 | 12 | 13:00 | 45.8 | 13:00 | 45.57
15 | 12 | 14:00 | 46.16 | 14:00 | 45.92
16 | 12 | 15:00 | 33.45 | 15:00 | 33.28
17 | 12 | 16:00 | 6.01 | 16:00 | 5.98
18 | 12 | 17:00 | 0 | 17:00 | 0
19 | 12 | 18:00 | 0 | 18:00 | 0
20 | 12 | 19:00 | 0 | 19:00 | 0
21 | 12 | 20:00 | 0 | 20:00 | 0
22 | 12 | 21:00 | 0 | 21:00 | 0
23 | 12 | 22:00 | 0 | 22:00 | 0
24 | 12 | 23:00 | 0 | 23:00 | 0
1 | 12 | 0:00 | 0 | 0:00 | 0
2 | 12 | 1:00 | 0 | 1:00 | 0
3 | 12 | 2:00 | 0 | 2:00 | 0
4 | 12 | 3:00 | 0 | 3:00 | 0
5 | 12 | 4:00 | 0 | 4:00 | 0
6 | 12 | 5:00 | 0 | 5:00 | 0
7 | 12 | 6:00 | 0 | 6:00 | 0
8 | 12 | 7:00 | 5.37 | 7:00 | 5.34
9 | 12 | 8:00 | 31.5 | 8:00 | 31.34
10 | 12 | 9:00 | 48.47 | 9:00 | 48.23
11 | 12 | 10:00 | 52.66 | 10:00 | 52.4
12 | 12 | 11:00 | 53.61 | 11:00 | 53.34
13 | 12 | 12:00 | 52.69 | 12:00 | 52.43
14 | 12 | 13:00 | 54.79 | 13:00 | 54.51
15 | 12 | 14:00 | 54.53 | 14:00 | 54.25
16 | 12 | 15:00 | 37.91 | 15:00 | 37.72
17 | 12 | 16:00 | 6.73 | 16:00 | 6.69
18 | 12 | 17:00 | 0 | 17:00 | 0
19 | 12 | 18:00 | 0 | 18:00 | 0
20 | 12 | 19:00 | 0 | 19:00 | 0
21 | 12 | 20:00 | 0 | 20:00 | 0
22 | 12 | 21:00 | 0 | 21:00 | 0
23 | 12 | 22:00 | 0 | 22:00 | 0
24 | 12 | 23:00 | 0 | 23:00 | 0
1 | 12 | 0:00 | 0 | 0:00 | 0
2 | 12 | 1:00 | 0 | 1:00 | 0
3 | 12 | 2:00 | 0 | 2:00 | 0
4 | 12 | 3:00 | 0 | 3:00 | 0
5 | 12 | 4:00 | 0 | 4:00 | 0
6 | 12 | 5:00 | 0 | 5:00 | 0
7 | 12 | 6:00 | 0 | 6:00 | 0
8 | 12 | 7:00 | 3.24 | 7:00 | 3.22
9 | 12 | 8:00 | 22.1 | 8:00 | 21.99
10 | 12 | 9:00 | 31.91 | 9:00 | 31.75
11 | 12 | 10:00 | 33.39 | 10:00 | 33.22
12 | 12 | 11:00 | 35.92 | 11:00 | 35.74
13 | 12 | 12:00 | 35.26 | 12:00 | 35.09
14 | 12 | 13:00 | 34.9 | 13:00 | 34.73
15 | 12 | 14:00 | 33.03 | 14:00 | 32.87
16 | 12 | 15:00 | 21.89 | 15:00 | 21.78
17 | 12 | 16:00 | 4.34 | 16:00 | 4.31
18 | 12 | 17:00 | 0 | 17:00 | 0
19 | 12 | 18:00 | 0 | 18:00 | 0
20 | 12 | 19:00 | 0 | 19:00 | 0
21 | 12 | 20:00 | 0 | 20:00 | 0
22 | 12 | 21:00 | 0 | 21:00 | 0
23 | 12 | 22:00 | 0 | 22:00 | 0
24 | 12 | 23:00 | 0 | 23:00 | 0
1 | 12 | 0:00 | 0 | 0:00 | 0
2 | 12 | 1:00 | 0 | 1:00 | 0
3 | 12 | 2:00 | 0 | 2:00 | 0
4 | 12 | 3:00 | 0 | 3:00 | 0
5 | 12 | 4:00 | 0 | 4:00 | 0
6 | 12 | 5:00 | 0 | 5:00 | 0
7 | 12 | 6:00 | 0 | 6:00 | 0
8 | 12 | 7:00 | 3.97 | 7:00 | 3.95
9 | 12 | 8:00 | 27.51 | 8:00 | 27.37
10 | 12 | 9:00 | 45.9 | 9:00 | 45.67
11 | 12 | 10:00 | 44.71 | 10:00 | 44.49
12 | 12 | 11:00 | 47.6 | 11:00 | 47.36
13 | 12 | 12:00 | 47.14 | 12:00 | 46.91
14 | 12 | 13:00 | 44.74 | 13:00 | 44.52
15 | 12 | 14:00 | 45 | 14:00 | 44.77
16 | 12 | 15:00 | 33.56 | 15:00 | 33.39
17 | 12 | 16:00 | 6.21 | 16:00 | 6.18
18 | 12 | 17:00 | 0 | 17:00 | 0
19 | 12 | 18:00 | 0 | 18:00 | 0
20 | 12 | 19:00 | 0 | 19:00 | 0
21 | 12 | 20:00 | 0 | 20:00 | 0
22 | 12 | 21:00 | 0 | 21:00 | 0
23 | 12 | 22:00 | 0 | 22:00 | 0
24 | 12 | 23:00 | 0 | 23:00 | 0
1 | 12 | 0:00 | 0 | 0:00 | 0
2 | 12 | 1:00 | 0 | 1:00 | 0
3 | 12 | 2:00 | 0 | 2:00 | 0
4 | 12 | 3:00 | 0 | 3:00 | 0
5 | 12 | 4:00 | 0 | 4:00 | 0
6 | 12 | 5:00 | 0 | 5:00 | 0
7 | 12 | 6:00 | 0 | 6:00 | 0
8 | 12 | 7:00 | 4.12 | 7:00 | 4.1
9 | 12 | 8:00 | 32.21 | 8:00 | 32.05
10 | 12 | 9:00 | 52.38 | 9:00 | 52.12
11 | 12 | 10:00 | 51.67 | 10:00 | 51.41
12 | 12 | 11:00 | 49.44 | 11:00 | 49.19
13 | 12 | 12:00 | 47.88 | 12:00 | 47.64
14 | 12 | 13:00 | 49.76 | 13:00 | 49.51
15 | 12 | 14:00 | 50.54 | 14:00 | 50.29
16 | 12 | 15:00 | 36.48 | 15:00 | 36.3
17 | 12 | 16:00 | 6.6 | 16:00 | 6.57
18 | 12 | 17:00 | 0 | 17:00 | 0
19 | 12 | 18:00 | 0 | 18:00 | 0
20 | 12 | 19:00 | 0 | 19:00 | 0
21 | 12 | 20:00 | 0 | 20:00 | 0
22 | 12 | 21:00 | 0 | 21:00 | 0
23 | 12 | 22:00 | 0 | 22:00 | 0
24 | 12 | 23:00 | 0 | 23:00 | 0
1 | 12 | 0:00 | 0 | 0:00 | 0
2 | 12 | 1:00 | 0 | 1:00 | 0
3 | 12 | 2:00 | 0 | 2:00 | 0
4 | 12 | 3:00 | 0 | 3:00 | 0
5 | 12 | 4:00 | 0 | 4:00 | 0
6 | 12 | 5:00 | 0 | 5:00 | 0
7 | 12 | 6:00 | 0 | 6:00 | 0
8 | 12 | 7:00 | 3 | 7:00 | 2.98
9 | 12 | 8:00 | 21.13 | 8:00 | 21.02
10 | 12 | 9:00 | 35.3 | 9:00 | 35.12
11 | 12 | 10:00 | 36.28 | 10:00 | 36.1
12 | 12 | 11:00 | 37.79 | 11:00 | 37.6
13 | 12 | 12:00 | 37.93 | 12:00 | 37.74
14 | 12 | 13:00 | 39.14 | 13:00 | 38.94
15 | 12 | 14:00 | 40.61 | 14:00 | 40.41
16 | 12 | 15:00 | 28.27 | 15:00 | 28.13
17 | 12 | 16:00 | 5.14 | 16:00 | 5.12
18 | 12 | 17:00 | 0 | 17:00 | 0
19 | 12 | 18:00 | 0 | 18:00 | 0
20 | 12 | 19:00 | 0 | 19:00 | 0
21 | 12 | 20:00 | 0 | 20:00 | 0
22 | 12 | 21:00 | 0 | 21:00 | 0
23 | 12 | 22:00 | 0 | 22:00 | 0
24 | 12 | 23:00 | 0 | 23:00 | 0
1 | 12 | 0:00 | 0 | 0:00 | 0
2 | 12 | 1:00 | 0 | 1:00 | 0
3 | 12 | 2:00 | 0 | 2:00 | 0
4 | 12 | 3:00 | 0 | 3:00 | 0
5 | 12 | 4:00 | 0 | 4:00 | 0
6 | 12 | 5:00 | 0 | 5:00 | 0
7 | 12 | 6:00 | 0 | 6:00 | 0
8 | 12 | 7:00 | 4.53 | 7:00 | 4.51
9 | 12 | 8:00 | 32.38 | 8:00 | 32.22
10 | 12 | 9:00 | 50.25 | 9:00 | 50
11 | 12 | 10:00 | 52.83 | 10:00 | 52.56
12 | 12 | 11:00 | 50.61 | 11:00 | 50.35
13 | 12 | 12:00 | 50.12 | 12:00 | 49.87
14 | 12 | 13:00 | 52.98 | 13:00 | 52.72
15 | 12 | 14:00 | 51.54 | 14:00 | 51.29
16 | 12 | 15:00 | 36.63 | 15:00 | 36.45
17 | 12 | 16:00 | 7.03 | 16:00 | 7
18 | 12 | 17:00 | 0 | 17:00 | 0
19 | 12 | 18:00 | 0 | 18:00 | 0
20 | 12 | 19:00 | 0 | 19:00 | 0
21 | 12 | 20:00 | 0 | 20:00 | 0
22 | 12 | 21:00 | 0 | 21:00 | 0
23 | 12 | 22:00 | 0 | 22:00 | 0
24 | 12 | 23:00 | 0 | 23:00 | 0
1 | 12 | 0:00 | 0 | 0:00 | 0
2 | 12 | 1:00 | 0 | 1:00 | 0
3 | 12 | 2:00 | 0 | 2:00 | 0
4 | 12 | 3:00 | 0 | 3:00 | 0
5 | 12 | 4:00 | 0 | 4:00 | 0
6 | 12 | 5:00 | 0 | 5:00 | 0
7 | 12 | 6:00 | 0 | 6:00 | 0
8 | 12 | 7:00 | 4.38 | 7:00 | 4.36
9 | 12 | 8:00 | 36.49 | 8:00 | 36.3
10 | 12 | 9:00 | 54.37 | 9:00 | 54.1
11 | 12 | 10:00 | 51 | 10:00 | 50.75
12 | 12 | 11:00 | 49.16 | 11:00 | 48.92
13 | 12 | 12:00 | 50.15 | 12:00 | 49.89
14 | 12 | 13:00 | 50.93 | 13:00 | 50.67
15 | 12 | 14:00 | 53.63 | 14:00 | 53.36
16 | 12 | 15:00 | 36.83 | 15:00 | 36.65
17 | 12 | 16:00 | 7.12 | 16:00 | 7.08
18 | 12 | 17:00 | 0 | 17:00 | 0
19 | 12 | 18:00 | 0 | 18:00 | 0
20 | 12 | 19:00 | 0 | 19:00 | 0
21 | 12 | 20:00 | 0 | 20:00 | 0
22 | 12 | 21:00 | 0 | 21:00 | 0
23 | 12 | 22:00 | 0 | 22:00 | 0
24 | 12 | 23:00 | 0 | 23:00 | 0
1 | 12 | 0:00 | 0 | 0:00 | 0
2 | 12 | 1:00 | 0 | 1:00 | 0
3 | 12 | 2:00 | 0 | 2:00 | 0
4 | 12 | 3:00 | 0 | 3:00 | 0
5 | 12 | 4:00 | 0 | 4:00 | 0
6 | 12 | 5:00 | 0 | 5:00 | 0
7 | 12 | 6:00 | 0 | 6:00 | 0
8 | 12 | 7:00 | 4.28 | 7:00 | 4.26
9 | 12 | 8:00 | 30.32 | 8:00 | 30.17
10 | 12 | 9:00 | 47.8 | 9:00 | 47.56
11 | 12 | 10:00 | 49.87 | 10:00 | 49.62
12 | 12 | 11:00 | 51.54 | 11:00 | 51.29
13 | 12 | 12:00 | 54.97 | 12:00 | 54.7
14 | 12 | 13:00 | 55.96 | 13:00 | 55.68
15 | 12 | 14:00 | 54.22 | 14:00 | 53.95
16 | 12 | 15:00 | 39 | 15:00 | 38.81
17 | 12 | 16:00 | 7.05 | 16:00 | 7.02
18 | 12 | 17:00 | 0 | 17:00 | 0
19 | 12 | 18:00 | 0 | 18:00 | 0
20 | 12 | 19:00 | 0 | 19:00 | 0
21 | 12 | 20:00 | 0 | 20:00 | 0
22 | 12 | 21:00 | 0 | 21:00 | 0
23 | 12 | 22:00 | 0 | 22:00 | 0
24 | 12 | 23:00 | 0 | 23:00 | 0
1 | 12 | 0:00 | 0 | 0:00 | 0
2 | 12 | 1:00 | 0 | 1:00 | 0
3 | 12 | 2:00 | 0 | 2:00 | 0
4 | 12 | 3:00 | 0 | 3:00 | 0
5 | 12 | 4:00 | 0 | 4:00 | 0
6 | 12 | 5:00 | 0 | 5:00 | 0
7 | 12 | 6:00 | 0 | 6:00 | 0
8 | 12 | 7:00 | 3.12 | 7:00 | 3.11
9 | 12 | 8:00 | 25.64 | 8:00 | 25.51
10 | 12 | 9:00 | 43.2 | 9:00 | 42.98
11 | 12 | 10:00 | 46.49 | 10:00 | 46.25
12 | 12 | 11:00 | 46.67 | 11:00 | 46.44
13 | 12 | 12:00 | 44.03 | 12:00 | 43.81
14 | 12 | 13:00 | 40.4 | 13:00 | 40.2
15 | 12 | 14:00 | 39.03 | 14:00 | 38.83
16 | 12 | 15:00 | 32.2 | 15:00 | 32.04
17 | 12 | 16:00 | 6.25 | 16:00 | 6.22
18 | 12 | 17:00 | 0 | 17:00 | 0
19 | 12 | 18:00 | 0 | 18:00 | 0
20 | 12 | 19:00 | 0 | 19:00 | 0
21 | 12 | 20:00 | 0 | 20:00 | 0
22 | 12 | 21:00 | 0 | 21:00 | 0
23 | 12 | 22:00 | 0 | 22:00 | 0
24 | 12 | 23:00 | 0 | 23:00 | 0
1 | 12 | 0:00 | 0 | 0:00 | 0
2 | 12 | 1:00 | 0 | 1:00 | 0
3 | 12 | 2:00 | 0 | 2:00 | 0
4 | 12 | 3:00 | 0 | 3:00 | 0
5 | 12 | 4:00 | 0 | 4:00 | 0
6 | 12 | 5:00 | 0 | 5:00 | 0
7 | 12 | 6:00 | 0 | 6:00 | 0
8 | 12 | 7:00 | 4.35 | 7:00 | 4.33
9 | 12 | 8:00 | 33.16 | 8:00 | 32.99
10 | 12 | 9:00 | 47.05 | 9:00 | 46.82
11 | 12 | 10:00 | 49.18 | 10:00 | 48.94
12 | 12 | 11:00 | 49.76 | 11:00 | 49.52
13 | 12 | 12:00 | 48.16 | 12:00 | 47.92
14 | 12 | 13:00 | 50.65 | 13:00 | 50.4
15 | 12 | 14:00 | 52.12 | 14:00 | 51.86
16 | 12 | 15:00 | 37.27 | 15:00 | 37.08
17 | 12 | 16:00 | 7.27 | 16:00 | 7.24
18 | 12 | 17:00 | 0 | 17:00 | 0
19 | 12 | 18:00 | 0 | 18:00 | 0
20 | 12 | 19:00 | 0 | 19:00 | 0
21 | 12 | 20:00 | 0 | 20:00 | 0
22 | 12 | 21:00 | 0 | 21:00 | 0
23 | 12 | 22:00 | 0 | 22:00 | 0
24 | 12 | 23:00 | 0 | 23:00 | 0
1 | 12 | 0:00 | 0 | 0:00 | 0
2 | 12 | 1:00 | 0 | 1:00 | 0
3 | 12 | 2:00 | 0 | 2:00 | 0
4 | 12 | 3:00 | 0 | 3:00 | 0
5 | 12 | 4:00 | 0 | 4:00 | 0
6 | 12 | 5:00 | 0 | 5:00 | 0
7 | 12 | 6:00 | 0 | 6:00 | 0
8 | 12 | 7:00 | 3.73 | 7:00 | 3.71
9 | 12 | 8:00 | 31.73 | 8:00 | 31.57
10 | 12 | 9:00 | 50.92 | 9:00 | 50.66
11 | 12 | 10:00 | 49.97 | 10:00 | 49.72
12 | 12 | 11:00 | 46.34 | 11:00 | 46.11
13 | 12 | 12:00 | 43.86 | 12:00 | 43.65
14 | 12 | 13:00 | 46.87 | 13:00 | 46.64
15 | 12 | 14:00 | 50.6 | 14:00 | 50.35
16 | 12 | 15:00 | 37.84 | 15:00 | 37.65
17 | 12 | 16:00 | 7.28 | 16:00 | 7.24
18 | 12 | 17:00 | 0 | 17:00 | 0
19 | 12 | 18:00 | 0 | 18:00 | 0
20 | 12 | 19:00 | 0 | 19:00 | 0
21 | 12 | 20:00 | 0 | 20:00 | 0
22 | 12 | 21:00 | 0 | 21:00 | 0
23 | 12 | 22:00 | 0 | 22:00 | 0
24 | 12 | 23:00 | 0 | 23:00 | 0
1 | 12 | 0:00 | 0 | 0:00 | 0
2 | 12 | 1:00 | 0 | 1:00 | 0
3 | 12 | 2:00 | 0 | 2:00 | 0
4 | 12 | 3:00 | 0 | 3:00 | 0
5 | 12 | 4:00 | 0 | 4:00 | 0
6 | 12 | 5:00 | 0 | 5:00 | 0
7 | 12 | 6:00 | 0 | 6:00 | 0
8 | 12 | 7:00 | 2.97 | 7:00 | 2.95
9 | 12 | 8:00 | 25.81 | 8:00 | 25.68
10 | 12 | 9:00 | 36.33 | 9:00 | 36.15
11 | 12 | 10:00 | 36.17 | 10:00 | 35.98
12 | 12 | 11:00 | 37.39 | 11:00 | 37.2
13 | 12 | 12:00 | 38.03 | 12:00 | 37.84
14 | 12 | 13:00 | 42.32 | 13:00 | 42.11
15 | 12 | 14:00 | 44.67 | 14:00 | 44.45
16 | 12 | 15:00 | 34.03 | 15:00 | 33.86
17 | 12 | 16:00 | 6.93 | 16:00 | 6.9
18 | 12 | 17:00 | 0 | 17:00 | 0
19 | 12 | 18:00 | 0 | 18:00 | 0
20 | 12 | 19:00 | 0 | 19:00 | 0
21 | 12 | 20:00 | 0 | 20:00 | 0
22 | 12 | 21:00 | 0 | 21:00 | 0
23 | 12 | 22:00 | 0 | 22:00 | 0
24 | 12 | 23:00 | 0 | 23:00 | 0
1 | 12 | 0:00 | 0 | 0:00 | 0
2 | 12 | 1:00 | 0 | 1:00 | 0
3 | 12 | 2:00 | 0 | 2:00 | 0
4 | 12 | 3:00 | 0 | 3:00 | 0
5 | 12 | 4:00 | 0 | 4:00 | 0
6 | 12 | 5:00 | 0 | 5:00 | 0
7 | 12 | 6:00 | 0 | 6:00 | 0
8 | 12 | 7:00 | 4.04 | 7:00 | 4.02
9 | 12 | 8:00 | 34.75 | 8:00 | 34.58
10 | 12 | 9:00 | 55.08 | 9:00 | 54.8
11 | 12 | 10:00 | 53.9 | 10:00 | 53.63
12 | 12 | 11:00 | 52.7 | 11:00 | 52.43
13 | 12 | 12:00 | 49.57 | 12:00 | 49.32
14 | 12 | 13:00 | 51.28 | 13:00 | 51.02
15 | 12 | 14:00 | 49.03 | 14:00 | 48.78
16 | 12 | 15:00 | 36.52 | 15:00 | 36.34
17 | 12 | 16:00 | 7.66 | 16:00 | 7.62
18 | 12 | 17:00 | 0 | 17:00 | 0
19 | 12 | 18:00 | 0 | 18:00 | 0
20 | 12 | 19:00 | 0 | 19:00 | 0
21 | 12 | 20:00 | 0 | 20:00 | 0
22 | 12 | 21:00 | 0 | 21:00 | 0
23 | 12 | 22:00 | 0 | 22:00 | 0
24 | 12 | 23:00 | 0 | 23:00 | 0
1 | 12 | 0:00 | 0 | 0:00 | 0
2 | 12 | 1:00 | 0 | 1:00 | 0
3 | 12 | 2:00 | 0 | 2:00 | 0
4 | 12 | 3:00 | 0 | 3:00 | 0
5 | 12 | 4:00 | 0 | 4:00 | 0
6 | 12 | 5:00 | 0 | 5:00 | 0
7 | 12 | 6:00 | 0 | 6:00 | 0
8 | 12 | 7:00 | 3.58 | 7:00 | 3.56
9 | 12 | 8:00 | 30.56 | 8:00 | 30.41
10 | 12 | 9:00 | 50.33 | 9:00 | 50.08
11 | 12 | 10:00 | 53.96 | 10:00 | 53.69
12 | 12 | 11:00 | 52.63 | 11:00 | 52.37
13 | 12 | 12:00 | 49.53 | 12:00 | 49.28
14 | 12 | 13:00 | 53.32 | 13:00 | 53.05
15 | 12 | 14:00 | 58.93 | 14:00 | 58.64
16 | 12 | 15:00 | 41.23 | 15:00 | 41.02
17 | 12 | 16:00 | 8.48 | 16:00 | 8.44
18 | 12 | 17:00 | 0 | 17:00 | 0
19 | 12 | 18:00 | 0 | 18:00 | 0
20 | 12 | 19:00 | 0 | 19:00 | 0
21 | 12 | 20:00 | 0 | 20:00 | 0
22 | 12 | 21:00 | 0 | 21:00 | 0
23 | 12 | 22:00 | 0 | 22:00 | 0
24 | 12 | 23:00 | 0 | 23:00 | 0
1 | 12 | 0:00 | 0 | 0:00 | 0
2 | 12 | 1:00 | 0 | 1:00 | 0
3 | 12 | 2:00 | 0 | 2:00 | 0
4 | 12 | 3:00 | 0 | 3:00 | 0
5 | 12 | 4:00 | 0 | 4:00 | 0
6 | 12 | 5:00 | 0 | 5:00 | 0
7 | 12 | 6:00 | 0 | 6:00 | 0
8 | 12 | 7:00 | 3.26 | 7:00 | 3.25
9 | 12 | 8:00 | 29.72 | 8:00 | 29.57
10 | 12 | 9:00 | 50.05 | 9:00 | 49.8
11 | 12 | 10:00 | 49.98 | 10:00 | 49.73
12 | 12 | 11:00 | 47.97 | 11:00 | 47.73
13 | 12 | 12:00 | 46.57 | 12:00 | 46.34
14 | 12 | 13:00 | 49.38 | 13:00 | 49.14
15 | 12 | 14:00 | 47.36 | 14:00 | 47.12
16 | 12 | 15:00 | 37.7 | 15:00 | 37.51
17 | 12 | 16:00 | 8.25 | 16:00 | 8.21
18 | 12 | 17:00 | 0 | 17:00 | 0
19 | 12 | 18:00 | 0 | 18:00 | 0
20 | 12 | 19:00 | 0 | 19:00 | 0
21 | 12 | 20:00 | 0 | 20:00 | 0
22 | 12 | 21:00 | 0 | 21:00 | 0
23 | 12 | 22:00 | 0 | 22:00 | 0
24 | 12 | 23:00 | 0 | 23:00 | 0
1 | 12 | 0:00 | 0 | 0:00 | 0
2 | 12 | 1:00 | 0 | 1:00 | 0
3 | 12 | 2:00 | 0 | 2:00 | 0
4 | 12 | 3:00 | 0 | 3:00 | 0
5 | 12 | 4:00 | 0 | 4:00 | 0
6 | 12 | 5:00 | 0 | 5:00 | 0
7 | 12 | 6:00 | 0 | 6:00 | 0
8 | 12 | 7:00 | 3.71 | 7:00 | 3.69
9 | 12 | 8:00 | 33.78 | 8:00 | 33.61
10 | 12 | 9:00 | 50.84 | 9:00 | 50.58
11 | 12 | 10:00 | 49.06 | 10:00 | 48.82
12 | 12 | 11:00 | 48.55 | 11:00 | 48.31
13 | 12 | 12:00 | 48.17 | 12:00 | 47.93
14 | 12 | 13:00 | 51.09 | 13:00 | 50.84
15 | 12 | 14:00 | 50.75 | 14:00 | 50.5
16 | 12 | 15:00 | 35.23 | 15:00 | 35.06
17 | 12 | 16:00 | 7.86 | 16:00 | 7.82
18 | 12 | 17:00 | 0 | 17:00 | 0
19 | 12 | 18:00 | 0 | 18:00 | 0
20 | 12 | 19:00 | 0 | 19:00 | 0
21 | 12 | 20:00 | 0 | 20:00 | 0
22 | 12 | 21:00 | 0 | 21:00 | 0
23 | 12 | 22:00 | 0 | 22:00 | 0
24 | 12 | 23:00 | 0 | 23:00 | 0
1 | 12 | 0:00 | 0 | 0:00 | 0
2 | 12 | 1:00 | 0 | 1:00 | 0
3 | 12 | 2:00 | 0 | 2:00 | 0
4 | 12 | 3:00 | 0 | 3:00 | 0
5 | 12 | 4:00 | 0 | 4:00 | 0
6 | 12 | 5:00 | 0 | 5:00 | 0
7 | 12 | 6:00 | 0 | 6:00 | 0
8 | 12 | 7:00 | 2.74 | 7:00 | 2.73
9 | 12 | 8:00 | 28.4 | 8:00 | 28.26
10 | 12 | 9:00 | 46.4 | 9:00 | 46.16
11 | 12 | 10:00 | 46.21 | 10:00 | 45.98
12 | 12 | 11:00 | 46.61 | 11:00 | 46.38
13 | 12 | 12:00 | 43.69 | 12:00 | 43.47
14 | 12 | 13:00 | 42.99 | 13:00 | 42.77
15 | 12 | 14:00 | 47.64 | 14:00 | 47.41
16 | 12 | 15:00 | 37.79 | 15:00 | 37.6
17 | 12 | 16:00 | 8.93 | 16:00 | 8.89
18 | 12 | 17:00 | 0 | 17:00 | 0
19 | 12 | 18:00 | 0 | 18:00 | 0
20 | 12 | 19:00 | 0 | 19:00 | 0
21 | 12 | 20:00 | 0 | 20:00 | 0
22 | 12 | 21:00 | 0 | 21:00 | 0
23 | 12 | 22:00 | 0 | 22:00 | 0
24 | 12 | 23:00 | 0 | 23:00 | 0
1 | 12 | 0:00 | 0 | 0:00 | 0
2 | 12 | 1:00 | 0 | 1:00 | 0
3 | 12 | 2:00 | 0 | 2:00 | 0
4 | 12 | 3:00 | 0 | 3:00 | 0
5 | 12 | 4:00 | 0 | 4:00 | 0
6 | 12 | 5:00 | 0 | 5:00 | 0
7 | 12 | 6:00 | 0 | 6:00 | 0
8 | 12 | 7:00 | 3.62 | 7:00 | 3.6
9 | 12 | 8:00 | 34 | 8:00 | 33.83
10 | 12 | 9:00 | 55.02 | 9:00 | 54.75
11 | 12 | 10:00 | 58.3 | 10:00 | 58.01
12 | 12 | 11:00 | 57.39 | 11:00 | 57.11
13 | 12 | 12:00 | 56.72 | 12:00 | 56.44
14 | 12 | 13:00 | 56.1 | 13:00 | 55.82
15 | 12 | 14:00 | 56.27 | 14:00 | 55.99
16 | 12 | 15:00 | 43.37 | 15:00 | 43.15
17 | 12 | 16:00 | 10.02 | 16:00 | 9.97
18 | 12 | 17:00 | 0 | 17:00 | 0
19 | 12 | 18:00 | 0 | 18:00 | 0
20 | 12 | 19:00 | 0 | 19:00 | 0
21 | 12 | 20:00 | 0 | 20:00 | 0
22 | 12 | 21:00 | 0 | 21:00 | 0
23 | 12 | 22:00 | 0 | 22:00 | 0
24 | 12 | 23:00 | 0 | 23:00 | 0
1 | 12 | 0:00 | 0 | 0:00 | 0
2 | 12 | 1:00 | 0 | 1:00 | 0
3 | 12 | 2:00 | 0 | 2:00 | 0
4 | 12 | 3:00 | 0 | 3:00 | 0
5 | 12 | 4:00 | 0 | 4:00 | 0
6 | 12 | 5:00 | 0 | 5:00 | 0
7 | 12 | 6:00 | 0 | 6:00 | 0
8 | 12 | 7:00 | 3.1 | 7:00 | 3.08
9 | 12 | 8:00 | 26.62 | 8:00 | 26.49
10 | 12 | 9:00 | 46.96 | 9:00 | 46.73
11 | 12 | 10:00 | 46.13 | 10:00 | 45.9
12 | 12 | 11:00 | 44.07 | 11:00 | 43.85
13 | 12 | 12:00 | 44.58 | 12:00 | 44.36
14 | 12 | 13:00 | 46.75 | 13:00 | 46.51
15 | 12 | 14:00 | 49.17 | 14:00 | 48.92
16 | 12 | 15:00 | 41.83 | 15:00 | 41.62
17 | 12 | 16:00 | 9.51 | 16:00 | 9.47
18 | 12 | 17:00 | 0 | 17:00 | 0
19 | 12 | 18:00 | 0 | 18:00 | 0
20 | 12 | 19:00 | 0 | 19:00 | 0
21 | 12 | 20:00 | 0 | 20:00 | 0
22 | 12 | 21:00 | 0 | 21:00 | 0
23 | 12 | 22:00 | 0 | 22:00 | 0
24 | 12 | 23:00 | 0 | 23:00 | 0
1 | 12 | 0:00 | 0 | 0:00 | 0
2 | 12 | 1:00 | 0 | 1:00 | 0
3 | 12 | 2:00 | 0 | 2:00 | 0
4 | 12 | 3:00 | 0 | 3:00 | 0
5 | 12 | 4:00 | 0 | 4:00 | 0
6 | 12 | 5:00 | 0 | 5:00 | 0
7 | 12 | 6:00 | 0 | 6:00 | 0
8 | 12 | 7:00 | 3.31 | 7:00 | 3.29
9 | 12 | 8:00 | 31.57 | 8:00 | 31.41
10 | 12 | 9:00 | 48.48 | 9:00 | 48.24
11 | 12 | 10:00 | 50.8 | 10:00 | 50.55
12 | 12 | 11:00 | 47.15 | 11:00 | 46.92
13 | 12 | 12:00 | 48.69 | 12:00 | 48.45
14 | 12 | 13:00 | 46.83 | 13:00 | 46.6
15 | 12 | 14:00 | 47.54 | 14:00 | 47.3
16 | 12 | 15:00 | 36.9 | 15:00 | 36.72
17 | 12 | 16:00 | 9.13 | 16:00 | 9.08
18 | 12 | 17:00 | 0 | 17:00 | 0
19 | 12 | 18:00 | 0 | 18:00 | 0
20 | 12 | 19:00 | 0 | 19:00 | 0
21 | 12 | 20:00 | 0 | 20:00 | 0
22 | 12 | 21:00 | 0 | 21:00 | 0
23 | 12 | 22:00 | 0 | 22:00 | 0
24 | 12 | 23:00 | 0 | 23:00 | 0
1 | 12 | 0:00 | 0 | 0:00 | 0

## P90 - Wind or PV Only
Hourly Resource Profile
Enter Generation in P90 MWh for corresponding hours for Year 1 and Year 2 below. Example provided.
Note: P90 (Annual Guaranteed Energy Quantity): The conservative/guaranteed estimate; there is a 90% chance the actual annual generation will be higher than this value
|  | Year 1 P90 Energy Quantity | 245219.43 | Year 2 P90 Energy Quantity | 243993.44
Bidder ID #
Hour # | Month | Proposal ID #
Hour # | Month | Year 1 Hour | Year 1 Generation (MWh) | Year 2 Hour | Year 2 Generation (MWh)
| EXAMPLE | 1:00 | 0 | 8785:00 | 0
2 | 1 | 1:00 | 0 | 1:00 | 0
3 | 1 | 2:00 | 0 | 2:00 | 0
4 | 1 | 3:00 | 0 | 3:00 | 0
5 | 1 | 4:00 | 0 | 4:00 | 0
6 | 1 | 5:00 | 0 | 5:00 | 0
7 | 1 | 6:00 | 0 | 6:00 | 0
8 | 1 | 7:00 | 2.69 | 7:00 | 2.68
9 | 1 | 8:00 | 27.22 | 8:00 | 27.09
10 | 1 | 9:00 | 45.92 | 9:00 | 45.69
11 | 1 | 10:00 | 45.07 | 10:00 | 44.85
12 | 1 | 11:00 | 45.34 | 11:00 | 45.12
13 | 1 | 12:00 | 45.48 | 12:00 | 45.25
14 | 1 | 13:00 | 50.66 | 13:00 | 50.41
15 | 1 | 14:00 | 51.67 | 14:00 | 51.41
16 | 1 | 15:00 | 39.21 | 15:00 | 39.01
17 | 1 | 16:00 | 9.68 | 16:00 | 9.63
18 | 1 | 17:00 | 0 | 17:00 | 0
19 | 1 | 18:00 | 0 | 18:00 | 0
20 | 1 | 19:00 | 0 | 19:00 | 0
21 | 1 | 20:00 | 0 | 20:00 | 0
22 | 1 | 21:00 | 0 | 21:00 | 0
23 | 1 | 22:00 | 0 | 22:00 | 0
24 | 1 | 23:00 | 0 | 23:00 | 0
1 | 1 | 0:00 | 0 | 0:00 | 0
2 | 1 | 1:00 | 0 | 1:00 | 0
3 | 1 | 2:00 | 0 | 2:00 | 0
4 | 1 | 3:00 | 0 | 3:00 | 0
5 | 1 | 4:00 | 0 | 4:00 | 0
6 | 1 | 5:00 | 0 | 5:00 | 0
7 | 1 | 6:00 | 0 | 6:00 | 0
8 | 1 | 7:00 | 3.65 | 7:00 | 3.63
9 | 1 | 8:00 | 35.27 | 8:00 | 35.09
10 | 1 | 9:00 | 59.11 | 9:00 | 58.81
11 | 1 | 10:00 | 54.58 | 10:00 | 54.3
12 | 1 | 11:00 | 53.89 | 11:00 | 53.63
13 | 1 | 12:00 | 52.36 | 12:00 | 52.1
14 | 1 | 13:00 | 55.01 | 13:00 | 54.73
15 | 1 | 14:00 | 53.41 | 14:00 | 53.14
16 | 1 | 15:00 | 42.14 | 15:00 | 41.93
17 | 1 | 16:00 | 10.8 | 16:00 | 10.75
18 | 1 | 17:00 | 0 | 17:00 | 0
19 | 1 | 18:00 | 0 | 18:00 | 0
20 | 1 | 19:00 | 0 | 19:00 | 0
21 | 1 | 20:00 | 0 | 20:00 | 0
22 | 1 | 21:00 | 0 | 21:00 | 0
23 | 1 | 22:00 | 0 | 22:00 | 0
24 | 1 | 23:00 | 0 | 23:00 | 0
1 | 1 | 0:00 | 0 | 0:00 | 0
2 | 1 | 1:00 | 0 | 1:00 | 0
3 | 1 | 2:00 | 0 | 2:00 | 0
4 | 1 | 3:00 | 0 | 3:00 | 0
5 | 1 | 4:00 | 0 | 4:00 | 0
6 | 1 | 5:00 | 0 | 5:00 | 0
7 | 1 | 6:00 | 0 | 6:00 | 0
8 | 1 | 7:00 | 3.9 | 7:00 | 3.88
9 | 1 | 8:00 | 37.81 | 8:00 | 37.62
10 | 1 | 9:00 | 63.95 | 9:00 | 63.63
11 | 1 | 10:00 | 63.51 | 10:00 | 63.19
12 | 1 | 11:00 | 59.56 | 11:00 | 59.27
13 | 1 | 12:00 | 56.57 | 12:00 | 56.29
14 | 1 | 13:00 | 61.53 | 13:00 | 61.22
15 | 1 | 14:00 | 65.71 | 14:00 | 65.38
16 | 1 | 15:00 | 53.16 | 15:00 | 52.9
17 | 1 | 16:00 | 13.67 | 16:00 | 13.61
18 | 1 | 17:00 | 0 | 17:00 | 0
19 | 1 | 18:00 | 0 | 18:00 | 0
20 | 1 | 19:00 | 0 | 19:00 | 0
21 | 1 | 20:00 | 0 | 20:00 | 0
22 | 1 | 21:00 | 0 | 21:00 | 0
23 | 1 | 22:00 | 0 | 22:00 | 0
24 | 1 | 23:00 | 0 | 23:00 | 0
1 | 1 | 0:00 | 0 | 0:00 | 0
2 | 1 | 1:00 | 0 | 1:00 | 0
3 | 1 | 2:00 | 0 | 2:00 | 0
4 | 1 | 3:00 | 0 | 3:00 | 0
5 | 1 | 4:00 | 0 | 4:00 | 0
6 | 1 | 5:00 | 0 | 5:00 | 0
7 | 1 | 6:00 | 0 | 6:00 | 0
8 | 1 | 7:00 | 3.42 | 7:00 | 3.41
9 | 1 | 8:00 | 30.72 | 8:00 | 30.56
10 | 1 | 9:00 | 52.77 | 9:00 | 52.51
11 | 1 | 10:00 | 52.23 | 10:00 | 51.97
12 | 1 | 11:00 | 50.23 | 11:00 | 49.98
13 | 1 | 12:00 | 52.11 | 12:00 | 51.85
14 | 1 | 13:00 | 56.94 | 13:00 | 56.66
15 | 1 | 14:00 | 61.92 | 14:00 | 61.61
16 | 1 | 15:00 | 49.35 | 15:00 | 49.1
17 | 1 | 16:00 | 12.17 | 16:00 | 12.11
18 | 1 | 17:00 | 0 | 17:00 | 0
19 | 1 | 18:00 | 0 | 18:00 | 0
20 | 1 | 19:00 | 0 | 19:00 | 0
21 | 1 | 20:00 | 0 | 20:00 | 0
22 | 1 | 21:00 | 0 | 21:00 | 0
23 | 1 | 22:00 | 0 | 22:00 | 0
24 | 1 | 23:00 | 0 | 23:00 | 0
1 | 1 | 0:00 | 0 | 0:00 | 0
2 | 1 | 1:00 | 0 | 1:00 | 0
3 | 1 | 2:00 | 0 | 2:00 | 0
4 | 1 | 3:00 | 0 | 3:00 | 0
5 | 1 | 4:00 | 0 | 4:00 | 0
6 | 1 | 5:00 | 0 | 5:00 | 0
7 | 1 | 6:00 | 0 | 6:00 | 0
8 | 1 | 7:00 | 3.12 | 7:00 | 3.11
9 | 1 | 8:00 | 29.05 | 8:00 | 28.91
10 | 1 | 9:00 | 47.84 | 9:00 | 47.6
11 | 1 | 10:00 | 49.25 | 10:00 | 49
12 | 1 | 11:00 | 49.89 | 11:00 | 49.64
13 | 1 | 12:00 | 48.02 | 12:00 | 47.78
14 | 1 | 13:00 | 49.5 | 13:00 | 49.25
15 | 1 | 14:00 | 49.73 | 14:00 | 49.48
16 | 1 | 15:00 | 41.5 | 15:00 | 41.29
17 | 1 | 16:00 | 11.93 | 16:00 | 11.87
18 | 1 | 17:00 | 0 | 17:00 | 0
19 | 1 | 18:00 | 0 | 18:00 | 0
20 | 1 | 19:00 | 0 | 19:00 | 0
21 | 1 | 20:00 | 0 | 20:00 | 0
22 | 1 | 21:00 | 0 | 21:00 | 0
23 | 1 | 22:00 | 0 | 22:00 | 0
24 | 1 | 23:00 | 0 | 23:00 | 0
1 | 1 | 0:00 | 0 | 0:00 | 0
2 | 1 | 1:00 | 0 | 1:00 | 0
3 | 1 | 2:00 | 0 | 2:00 | 0
4 | 1 | 3:00 | 0 | 3:00 | 0
5 | 1 | 4:00 | 0 | 4:00 | 0
6 | 1 | 5:00 | 0 | 5:00 | 0
7 | 1 | 6:00 | 0 | 6:00 | 0
8 | 1 | 7:00 | 3.65 | 7:00 | 3.63
9 | 1 | 8:00 | 35.86 | 8:00 | 35.68
10 | 1 | 9:00 | 59.42 | 9:00 | 59.12
11 | 1 | 10:00 | 59.15 | 10:00 | 58.86
12 | 1 | 11:00 | 58.81 | 11:00 | 58.52
13 | 1 | 12:00 | 57.63 | 12:00 | 57.35
14 | 1 | 13:00 | 60.76 | 13:00 | 60.46
15 | 1 | 14:00 | 59.81 | 14:00 | 59.51
16 | 1 | 15:00 | 51.3 | 15:00 | 51.04
17 | 1 | 16:00 | 14.33 | 16:00 | 14.26
18 | 1 | 17:00 | 0 | 17:00 | 0
19 | 1 | 18:00 | 0 | 18:00 | 0
20 | 1 | 19:00 | 0 | 19:00 | 0
21 | 1 | 20:00 | 0 | 20:00 | 0
22 | 1 | 21:00 | 0 | 21:00 | 0
23 | 1 | 22:00 | 0 | 22:00 | 0
24 | 1 | 23:00 | 0 | 23:00 | 0
1 | 1 | 0:00 | 0 | 0:00 | 0
2 | 1 | 1:00 | 0 | 1:00 | 0
3 | 1 | 2:00 | 0 | 2:00 | 0
4 | 1 | 3:00 | 0 | 3:00 | 0
5 | 1 | 4:00 | 0 | 4:00 | 0
6 | 1 | 5:00 | 0 | 5:00 | 0
7 | 1 | 6:00 | 0 | 6:00 | 0
8 | 1 | 7:00 | 3.12 | 7:00 | 3.1
9 | 1 | 8:00 | 31 | 8:00 | 30.85
10 | 1 | 9:00 | 50.97 | 9:00 | 50.72
11 | 1 | 10:00 | 52.57 | 10:00 | 52.3
12 | 1 | 11:00 | 53.43 | 11:00 | 53.16
13 | 1 | 12:00 | 52.85 | 12:00 | 52.59
14 | 1 | 13:00 | 55.28 | 13:00 | 55
15 | 1 | 14:00 | 54.23 | 14:00 | 53.96
16 | 1 | 15:00 | 48.33 | 15:00 | 48.09
17 | 1 | 16:00 | 13.31 | 16:00 | 13.24
18 | 1 | 17:00 | 0 | 17:00 | 0
19 | 1 | 18:00 | 0 | 18:00 | 0
20 | 1 | 19:00 | 0 | 19:00 | 0
21 | 1 | 20:00 | 0 | 20:00 | 0
22 | 1 | 21:00 | 0 | 21:00 | 0
23 | 1 | 22:00 | 0 | 22:00 | 0
24 | 1 | 23:00 | 0 | 23:00 | 0
1 | 1 | 0:00 | 0 | 0:00 | 0
2 | 1 | 1:00 | 0 | 1:00 | 0
3 | 1 | 2:00 | 0 | 2:00 | 0
4 | 1 | 3:00 | 0 | 3:00 | 0
5 | 1 | 4:00 | 0 | 4:00 | 0
6 | 1 | 5:00 | 0 | 5:00 | 0
7 | 1 | 6:00 | 0 | 6:00 | 0
8 | 1 | 7:00 | 3.27 | 7:00 | 3.25
9 | 1 | 8:00 | 28.44 | 8:00 | 28.3
10 | 1 | 9:00 | 46.52 | 9:00 | 46.29
11 | 1 | 10:00 | 48.81 | 10:00 | 48.56
12 | 1 | 11:00 | 47.46 | 11:00 | 47.22
13 | 1 | 12:00 | 46.2 | 12:00 | 45.97
14 | 1 | 13:00 | 44.25 | 13:00 | 44.03
15 | 1 | 14:00 | 46.23 | 14:00 | 45.99
16 | 1 | 15:00 | 40.75 | 15:00 | 40.55
17 | 1 | 16:00 | 13.15 | 16:00 | 13.09
18 | 1 | 17:00 | 0 | 17:00 | 0
19 | 1 | 18:00 | 0 | 18:00 | 0
20 | 1 | 19:00 | 0 | 19:00 | 0
21 | 1 | 20:00 | 0 | 20:00 | 0
22 | 1 | 21:00 | 0 | 21:00 | 0
23 | 1 | 22:00 | 0 | 22:00 | 0
24 | 1 | 23:00 | 0 | 23:00 | 0
1 | 1 | 0:00 | 0 | 0:00 | 0
2 | 1 | 1:00 | 0 | 1:00 | 0
3 | 1 | 2:00 | 0 | 2:00 | 0
4 | 1 | 3:00 | 0 | 3:00 | 0
5 | 1 | 4:00 | 0 | 4:00 | 0
6 | 1 | 5:00 | 0 | 5:00 | 0
7 | 1 | 6:00 | 0 | 6:00 | 0
8 | 1 | 7:00 | 2.71 | 7:00 | 2.7
9 | 1 | 8:00 | 28.31 | 8:00 | 28.17
10 | 1 | 9:00 | 46.71 | 9:00 | 46.47
11 | 1 | 10:00 | 45.91 | 10:00 | 45.68
12 | 1 | 11:00 | 45.15 | 11:00 | 44.92
13 | 1 | 12:00 | 42.67 | 12:00 | 42.45
14 | 1 | 13:00 | 44.4 | 13:00 | 44.18
15 | 1 | 14:00 | 44.41 | 14:00 | 44.19
16 | 1 | 15:00 | 38.95 | 15:00 | 38.75
17 | 1 | 16:00 | 11.52 | 16:00 | 11.46
18 | 1 | 17:00 | 0 | 17:00 | 0
19 | 1 | 18:00 | 0 | 18:00 | 0
20 | 1 | 19:00 | 0 | 19:00 | 0
21 | 1 | 20:00 | 0 | 20:00 | 0
22 | 1 | 21:00 | 0 | 21:00 | 0
23 | 1 | 22:00 | 0 | 22:00 | 0
24 | 1 | 23:00 | 0 | 23:00 | 0
1 | 1 | 0:00 | 0 | 0:00 | 0
2 | 1 | 1:00 | 0 | 1:00 | 0
3 | 1 | 2:00 | 0 | 2:00 | 0
4 | 1 | 3:00 | 0 | 3:00 | 0
5 | 1 | 4:00 | 0 | 4:00 | 0
6 | 1 | 5:00 | 0 | 5:00 | 0
7 | 1 | 6:00 | 0 | 6:00 | 0
8 | 1 | 7:00 | 3.18 | 7:00 | 3.17
9 | 1 | 8:00 | 28.43 | 8:00 | 28.29
10 | 1 | 9:00 | 46.46 | 9:00 | 46.23
11 | 1 | 10:00 | 47.96 | 10:00 | 47.72
12 | 1 | 11:00 | 48.28 | 11:00 | 48.04
13 | 1 | 12:00 | 48.98 | 12:00 | 48.74
14 | 1 | 13:00 | 49.38 | 13:00 | 49.13
15 | 1 | 14:00 | 47.26 | 14:00 | 47.03
16 | 1 | 15:00 | 40.16 | 15:00 | 39.96
17 | 1 | 16:00 | 12 | 16:00 | 11.94
18 | 1 | 17:00 | 0 | 17:00 | 0
19 | 1 | 18:00 | 0 | 18:00 | 0
20 | 1 | 19:00 | 0 | 19:00 | 0
21 | 1 | 20:00 | 0 | 20:00 | 0
22 | 1 | 21:00 | 0 | 21:00 | 0
23 | 1 | 22:00 | 0 | 22:00 | 0
24 | 1 | 23:00 | 0 | 23:00 | 0
1 | 1 | 0:00 | 0 | 0:00 | 0
2 | 1 | 1:00 | 0 | 1:00 | 0
3 | 1 | 2:00 | 0 | 2:00 | 0
4 | 1 | 3:00 | 0 | 3:00 | 0
5 | 1 | 4:00 | 0 | 4:00 | 0
6 | 1 | 5:00 | 0 | 5:00 | 0
7 | 1 | 6:00 | 0 | 6:00 | 0
8 | 1 | 7:00 | 3.99 | 7:00 | 3.97
9 | 1 | 8:00 | 37.08 | 8:00 | 36.89
10 | 1 | 9:00 | 62.42 | 9:00 | 62.1
11 | 1 | 10:00 | 63.79 | 10:00 | 63.48
12 | 1 | 11:00 | 60.83 | 11:00 | 60.53
13 | 1 | 12:00 | 57.9 | 12:00 | 57.61
14 | 1 | 13:00 | 56.91 | 13:00 | 56.62
15 | 1 | 14:00 | 55.62 | 14:00 | 55.34
16 | 1 | 15:00 | 53.58 | 15:00 | 53.31
17 | 1 | 16:00 | 17.31 | 16:00 | 17.23
18 | 1 | 17:00 | 0 | 17:00 | 0
19 | 1 | 18:00 | 0 | 18:00 | 0
20 | 1 | 19:00 | 0 | 19:00 | 0
21 | 1 | 20:00 | 0 | 20:00 | 0
22 | 1 | 21:00 | 0 | 21:00 | 0
23 | 1 | 22:00 | 0 | 22:00 | 0
24 | 1 | 23:00 | 0 | 23:00 | 0
1 | 1 | 0:00 | 0 | 0:00 | 0
2 | 1 | 1:00 | 0 | 1:00 | 0
3 | 1 | 2:00 | 0 | 2:00 | 0
4 | 1 | 3:00 | 0 | 3:00 | 0
5 | 1 | 4:00 | 0 | 4:00 | 0
6 | 1 | 5:00 | 0 | 5:00 | 0
7 | 1 | 6:00 | 0 | 6:00 | 0
8 | 1 | 7:00 | 3.18 | 7:00 | 3.16
9 | 1 | 8:00 | 27.24 | 8:00 | 27.11
10 | 1 | 9:00 | 43.51 | 9:00 | 43.3
11 | 1 | 10:00 | 49.23 | 10:00 | 48.99
12 | 1 | 11:00 | 50.08 | 11:00 | 49.83
13 | 1 | 12:00 | 45.28 | 12:00 | 45.05
14 | 1 | 13:00 | 46.81 | 13:00 | 46.57
15 | 1 | 14:00 | 45.98 | 14:00 | 45.75
16 | 1 | 15:00 | 41.18 | 15:00 | 40.97
17 | 1 | 16:00 | 14.05 | 16:00 | 13.98
18 | 1 | 17:00 | 0 | 17:00 | 0
19 | 1 | 18:00 | 0 | 18:00 | 0
20 | 1 | 19:00 | 0 | 19:00 | 0
21 | 1 | 20:00 | 0 | 20:00 | 0
22 | 1 | 21:00 | 0 | 21:00 | 0
23 | 1 | 22:00 | 0 | 22:00 | 0
24 | 1 | 23:00 | 0 | 23:00 | 0
1 | 1 | 0:00 | 0 | 0:00 | 0
2 | 1 | 1:00 | 0 | 1:00 | 0
3 | 1 | 2:00 | 0 | 2:00 | 0
4 | 1 | 3:00 | 0 | 3:00 | 0
5 | 1 | 4:00 | 0 | 4:00 | 0
6 | 1 | 5:00 | 0 | 5:00 | 0
7 | 1 | 6:00 | 0 | 6:00 | 0
8 | 1 | 7:00 | 3.29 | 7:00 | 3.27
9 | 1 | 8:00 | 32.47 | 8:00 | 32.31
10 | 1 | 9:00 | 55.1 | 9:00 | 54.82
11 | 1 | 10:00 | 54.34 | 10:00 | 54.07
12 | 1 | 11:00 | 52.92 | 11:00 | 52.66
13 | 1 | 12:00 | 47.41 | 12:00 | 47.17
14 | 1 | 13:00 | 53.18 | 13:00 | 52.92
15 | 1 | 14:00 | 60.18 | 14:00 | 59.88
16 | 1 | 15:00 | 55.77 | 15:00 | 55.49
17 | 1 | 16:00 | 18.32 | 16:00 | 18.23
18 | 1 | 17:00 | 0 | 17:00 | 0
19 | 1 | 18:00 | 0 | 18:00 | 0
20 | 1 | 19:00 | 0 | 19:00 | 0
21 | 1 | 20:00 | 0 | 20:00 | 0
22 | 1 | 21:00 | 0 | 21:00 | 0
23 | 1 | 22:00 | 0 | 22:00 | 0
24 | 1 | 23:00 | 0 | 23:00 | 0
1 | 1 | 0:00 | 0 | 0:00 | 0
2 | 1 | 1:00 | 0 | 1:00 | 0
3 | 1 | 2:00 | 0 | 2:00 | 0
4 | 1 | 3:00 | 0 | 3:00 | 0
5 | 1 | 4:00 | 0 | 4:00 | 0
6 | 1 | 5:00 | 0 | 5:00 | 0
7 | 1 | 6:00 | 0 | 6:00 | 0
8 | 1 | 7:00 | 3.96 | 7:00 | 3.94
9 | 1 | 8:00 | 35.71 | 8:00 | 35.54
10 | 1 | 9:00 | 56.33 | 9:00 | 56.05
11 | 1 | 10:00 | 57.01 | 10:00 | 56.72
12 | 1 | 11:00 | 57.08 | 11:00 | 56.8
13 | 1 | 12:00 | 56.58 | 12:00 | 56.3
14 | 1 | 13:00 | 59.89 | 13:00 | 59.59
15 | 1 | 14:00 | 65.42 | 14:00 | 65.09
16 | 1 | 15:00 | 58.5 | 15:00 | 58.21
17 | 1 | 16:00 | 18.65 | 16:00 | 18.56
18 | 1 | 17:00 | 0 | 17:00 | 0
19 | 1 | 18:00 | 0 | 18:00 | 0
20 | 1 | 19:00 | 0 | 19:00 | 0
21 | 1 | 20:00 | 0 | 20:00 | 0
22 | 1 | 21:00 | 0 | 21:00 | 0
23 | 1 | 22:00 | 0 | 22:00 | 0
24 | 1 | 23:00 | 0 | 23:00 | 0
1 | 1 | 0:00 | 0 | 0:00 | 0
2 | 1 | 1:00 | 0 | 1:00 | 0
3 | 1 | 2:00 | 0 | 2:00 | 0
4 | 1 | 3:00 | 0 | 3:00 | 0
5 | 1 | 4:00 | 0 | 4:00 | 0
6 | 1 | 5:00 | 0 | 5:00 | 0
7 | 1 | 6:00 | 0 | 6:00 | 0
8 | 1 | 7:00 | 3.8 | 7:00 | 3.78
9 | 1 | 8:00 | 35.61 | 8:00 | 35.43
10 | 1 | 9:00 | 58.02 | 9:00 | 57.73
11 | 1 | 10:00 | 60.53 | 10:00 | 60.22
12 | 1 | 11:00 | 60.29 | 11:00 | 59.99
13 | 1 | 12:00 | 56.15 | 12:00 | 55.87
14 | 1 | 13:00 | 57.87 | 13:00 | 57.58
15 | 1 | 14:00 | 59.72 | 14:00 | 59.42
16 | 1 | 15:00 | 52.86 | 15:00 | 52.6
17 | 1 | 16:00 | 18.25 | 16:00 | 18.16
18 | 1 | 17:00 | 0 | 17:00 | 0
19 | 1 | 18:00 | 0 | 18:00 | 0
20 | 1 | 19:00 | 0 | 19:00 | 0
21 | 1 | 20:00 | 0 | 20:00 | 0
22 | 1 | 21:00 | 0 | 21:00 | 0
23 | 1 | 22:00 | 0 | 22:00 | 0
24 | 1 | 23:00 | 0 | 23:00 | 0
1 | 1 | 0:00 | 0 | 0:00 | 0
2 | 1 | 1:00 | 0 | 1:00 | 0
3 | 1 | 2:00 | 0 | 2:00 | 0
4 | 1 | 3:00 | 0 | 3:00 | 0
5 | 1 | 4:00 | 0 | 4:00 | 0
6 | 1 | 5:00 | 0 | 5:00 | 0
7 | 1 | 6:00 | 0 | 6:00 | 0
8 | 1 | 7:00 | 2.34 | 7:00 | 2.33
9 | 1 | 8:00 | 20.65 | 8:00 | 20.55
10 | 1 | 9:00 | 34.57 | 9:00 | 34.39
11 | 1 | 10:00 | 44.47 | 10:00 | 44.25
12 | 1 | 11:00 | 47.55 | 11:00 | 47.31
13 | 1 | 12:00 | 43.31 | 12:00 | 43.1
14 | 1 | 13:00 | 39.41 | 13:00 | 39.22
15 | 1 | 14:00 | 37.9 | 14:00 | 37.71
16 | 1 | 15:00 | 32.67 | 15:00 | 32.51
17 | 1 | 16:00 | 12.72 | 16:00 | 12.66
18 | 1 | 17:00 | 0 | 17:00 | 0
19 | 1 | 18:00 | 0 | 18:00 | 0
20 | 1 | 19:00 | 0 | 19:00 | 0
21 | 1 | 20:00 | 0 | 20:00 | 0
22 | 1 | 21:00 | 0 | 21:00 | 0
23 | 1 | 22:00 | 0 | 22:00 | 0
24 | 1 | 23:00 | 0 | 23:00 | 0
1 | 1 | 0:00 | 0 | 0:00 | 0
2 | 1 | 1:00 | 0 | 1:00 | 0
3 | 1 | 2:00 | 0 | 2:00 | 0
4 | 1 | 3:00 | 0 | 3:00 | 0
5 | 1 | 4:00 | 0 | 4:00 | 0
6 | 1 | 5:00 | 0 | 5:00 | 0
7 | 1 | 6:00 | 0 | 6:00 | 0
8 | 1 | 7:00 | 3.36 | 7:00 | 3.35
9 | 1 | 8:00 | 29.16 | 8:00 | 29.01
10 | 1 | 9:00 | 44.75 | 9:00 | 44.52
11 | 1 | 10:00 | 49.52 | 10:00 | 49.28
12 | 1 | 11:00 | 50.12 | 11:00 | 49.87
13 | 1 | 12:00 | 48.78 | 12:00 | 48.54
14 | 1 | 13:00 | 47.93 | 13:00 | 47.69
15 | 1 | 14:00 | 50.77 | 14:00 | 50.52
16 | 1 | 15:00 | 46.88 | 15:00 | 46.65
17 | 1 | 16:00 | 17.16 | 16:00 | 17.08
18 | 1 | 17:00 | 0 | 17:00 | 0
19 | 1 | 18:00 | 0 | 18:00 | 0
20 | 1 | 19:00 | 0 | 19:00 | 0
21 | 1 | 20:00 | 0 | 20:00 | 0
22 | 1 | 21:00 | 0 | 21:00 | 0
23 | 1 | 22:00 | 0 | 22:00 | 0
24 | 1 | 23:00 | 0 | 23:00 | 0
1 | 1 | 0:00 | 0 | 0:00 | 0
2 | 1 | 1:00 | 0 | 1:00 | 0
3 | 1 | 2:00 | 0 | 2:00 | 0
4 | 1 | 3:00 | 0 | 3:00 | 0
5 | 1 | 4:00 | 0 | 4:00 | 0
6 | 1 | 5:00 | 0 | 5:00 | 0
7 | 1 | 6:00 | 0 | 6:00 | 0
8 | 1 | 7:00 | 3.86 | 7:00 | 3.84
9 | 1 | 8:00 | 35.41 | 8:00 | 35.23
10 | 1 | 9:00 | 57.57 | 9:00 | 57.28
11 | 1 | 10:00 | 62.22 | 10:00 | 61.91
12 | 1 | 11:00 | 62.09 | 11:00 | 61.78
13 | 1 | 12:00 | 61.65 | 12:00 | 61.34
14 | 1 | 13:00 | 60.84 | 13:00 | 60.54
15 | 1 | 14:00 | 57.02 | 14:00 | 56.74
16 | 1 | 15:00 | 52.35 | 15:00 | 52.09
17 | 1 | 16:00 | 19.04 | 16:00 | 18.95
18 | 1 | 17:00 | 0 | 17:00 | 0
19 | 1 | 18:00 | 0 | 18:00 | 0
20 | 1 | 19:00 | 0 | 19:00 | 0
21 | 1 | 20:00 | 0 | 20:00 | 0
22 | 1 | 21:00 | 0 | 21:00 | 0
23 | 1 | 22:00 | 0 | 22:00 | 0
24 | 1 | 23:00 | 0 | 23:00 | 0
1 | 1 | 0:00 | 0 | 0:00 | 0
2 | 1 | 1:00 | 0 | 1:00 | 0
3 | 1 | 2:00 | 0 | 2:00 | 0
4 | 1 | 3:00 | 0 | 3:00 | 0
5 | 1 | 4:00 | 0 | 4:00 | 0
6 | 1 | 5:00 | 0 | 5:00 | 0
7 | 1 | 6:00 | 0 | 6:00 | 0
8 | 1 | 7:00 | 3.93 | 7:00 | 3.91
9 | 1 | 8:00 | 33.8 | 8:00 | 33.63
10 | 1 | 9:00 | 58.2 | 9:00 | 57.9
11 | 1 | 10:00 | 63.82 | 10:00 | 63.5
12 | 1 | 11:00 | 60.5 | 11:00 | 60.2
13 | 1 | 12:00 | 56.73 | 12:00 | 56.45
14 | 1 | 13:00 | 53.61 | 13:00 | 53.34
15 | 1 | 14:00 | 59.92 | 14:00 | 59.62
16 | 1 | 15:00 | 53.23 | 15:00 | 52.96
17 | 1 | 16:00 | 20.05 | 16:00 | 19.95
18 | 1 | 17:00 | 0 | 17:00 | 0
19 | 1 | 18:00 | 0 | 18:00 | 0
20 | 1 | 19:00 | 0 | 19:00 | 0
21 | 1 | 20:00 | 0 | 20:00 | 0
22 | 1 | 21:00 | 0 | 21:00 | 0
23 | 1 | 22:00 | 0 | 22:00 | 0
24 | 1 | 23:00 | 0 | 23:00 | 0
1 | 1 | 0:00 | 0 | 0:00 | 0
2 | 1 | 1:00 | 0 | 1:00 | 0
3 | 1 | 2:00 | 0 | 2:00 | 0
4 | 1 | 3:00 | 0 | 3:00 | 0
5 | 1 | 4:00 | 0 | 4:00 | 0
6 | 1 | 5:00 | 0 | 5:00 | 0
7 | 1 | 6:00 | 0 | 6:00 | 0
8 | 1 | 7:00 | 4.59 | 7:00 | 4.57
9 | 1 | 8:00 | 35.38 | 8:00 | 35.21
10 | 1 | 9:00 | 54.55 | 9:00 | 54.28
11 | 1 | 10:00 | 53.69 | 10:00 | 53.43
12 | 1 | 11:00 | 54.15 | 11:00 | 53.88
13 | 1 | 12:00 | 50.62 | 12:00 | 50.36
14 | 1 | 13:00 | 53.56 | 13:00 | 53.3
15 | 1 | 14:00 | 52.95 | 14:00 | 52.69
16 | 1 | 15:00 | 52.18 | 15:00 | 51.92
17 | 1 | 16:00 | 19.92 | 16:00 | 19.82
18 | 1 | 17:00 | 0 | 17:00 | 0
19 | 1 | 18:00 | 0 | 18:00 | 0
20 | 1 | 19:00 | 0 | 19:00 | 0
21 | 1 | 20:00 | 0 | 20:00 | 0
22 | 1 | 21:00 | 0 | 21:00 | 0
23 | 1 | 22:00 | 0 | 22:00 | 0
24 | 1 | 23:00 | 0 | 23:00 | 0
1 | 1 | 0:00 | 0 | 0:00 | 0
2 | 1 | 1:00 | 0 | 1:00 | 0
3 | 1 | 2:00 | 0 | 2:00 | 0
4 | 1 | 3:00 | 0 | 3:00 | 0
5 | 1 | 4:00 | 0 | 4:00 | 0
6 | 1 | 5:00 | 0 | 5:00 | 0
7 | 1 | 6:00 | 0 | 6:00 | 0
8 | 1 | 7:00 | 4.18 | 7:00 | 4.16
9 | 1 | 8:00 | 33.95 | 8:00 | 33.78
10 | 1 | 9:00 | 54.53 | 9:00 | 54.25
11 | 1 | 10:00 | 55.61 | 10:00 | 55.33
12 | 1 | 11:00 | 51.12 | 11:00 | 50.87
13 | 1 | 12:00 | 48.89 | 12:00 | 48.64
14 | 1 | 13:00 | 48.13 | 13:00 | 47.89
15 | 1 | 14:00 | 51.58 | 14:00 | 51.33
16 | 1 | 15:00 | 46.21 | 15:00 | 45.98
17 | 1 | 16:00 | 18.61 | 16:00 | 18.51
18 | 1 | 17:00 | 0 | 17:00 | 0
19 | 1 | 18:00 | 0 | 18:00 | 0
20 | 1 | 19:00 | 0 | 19:00 | 0
21 | 1 | 20:00 | 0 | 20:00 | 0
22 | 1 | 21:00 | 0 | 21:00 | 0
23 | 1 | 22:00 | 0 | 22:00 | 0
24 | 1 | 23:00 | 0 | 23:00 | 0
1 | 1 | 0:00 | 0 | 0:00 | 0
2 | 1 | 1:00 | 0 | 1:00 | 0
3 | 1 | 2:00 | 0 | 2:00 | 0
4 | 1 | 3:00 | 0 | 3:00 | 0
5 | 1 | 4:00 | 0 | 4:00 | 0
6 | 1 | 5:00 | 0 | 5:00 | 0
7 | 1 | 6:00 | 0 | 6:00 | 0
8 | 1 | 7:00 | 4.08 | 7:00 | 4.06
9 | 1 | 8:00 | 30.29 | 8:00 | 30.14
10 | 1 | 9:00 | 47.64 | 9:00 | 47.4
11 | 1 | 10:00 | 51.78 | 10:00 | 51.52
12 | 1 | 11:00 | 50.09 | 11:00 | 49.83
13 | 1 | 12:00 | 44.5 | 12:00 | 44.28
14 | 1 | 13:00 | 44.24 | 13:00 | 44.02
15 | 1 | 14:00 | 46.45 | 14:00 | 46.21
16 | 1 | 15:00 | 42.63 | 15:00 | 42.42
17 | 1 | 16:00 | 16.87 | 16:00 | 16.78
18 | 1 | 17:00 | 0 | 17:00 | 0
19 | 1 | 18:00 | 0 | 18:00 | 0
20 | 1 | 19:00 | 0 | 19:00 | 0
21 | 1 | 20:00 | 0 | 20:00 | 0
22 | 1 | 21:00 | 0 | 21:00 | 0
23 | 1 | 22:00 | 0 | 22:00 | 0
24 | 1 | 23:00 | 0 | 23:00 | 0
1 | 1 | 0:00 | 0 | 0:00 | 0
2 | 1 | 1:00 | 0 | 1:00 | 0
3 | 1 | 2:00 | 0 | 2:00 | 0
4 | 1 | 3:00 | 0 | 3:00 | 0
5 | 1 | 4:00 | 0 | 4:00 | 0
6 | 1 | 5:00 | 0 | 5:00 | 0
7 | 1 | 6:00 | 0 | 6:00 | 0
8 | 1 | 7:00 | 3.69 | 7:00 | 3.67
9 | 1 | 8:00 | 27.29 | 8:00 | 27.15
10 | 1 | 9:00 | 44.14 | 9:00 | 43.92
11 | 1 | 10:00 | 51.04 | 10:00 | 50.78
12 | 1 | 11:00 | 55.75 | 11:00 | 55.47
13 | 1 | 12:00 | 55.67 | 12:00 | 55.39
14 | 1 | 13:00 | 53.23 | 13:00 | 52.96
15 | 1 | 14:00 | 55.46 | 14:00 | 55.18
16 | 1 | 15:00 | 51.55 | 15:00 | 51.3
17 | 1 | 16:00 | 19.95 | 16:00 | 19.85
18 | 1 | 17:00 | 0 | 17:00 | 0
19 | 1 | 18:00 | 0 | 18:00 | 0
20 | 1 | 19:00 | 0 | 19:00 | 0
21 | 1 | 20:00 | 0 | 20:00 | 0
22 | 1 | 21:00 | 0 | 21:00 | 0
23 | 1 | 22:00 | 0 | 22:00 | 0
24 | 1 | 23:00 | 0 | 23:00 | 0
1 | 1 | 0:00 | 0 | 0:00 | 0
2 | 1 | 1:00 | 0 | 1:00 | 0
3 | 1 | 2:00 | 0 | 2:00 | 0
4 | 1 | 3:00 | 0 | 3:00 | 0
5 | 1 | 4:00 | 0 | 4:00 | 0
6 | 1 | 5:00 | 0 | 5:00 | 0
7 | 1 | 6:00 | 0 | 6:00 | 0
8 | 1 | 7:00 | 6.01 | 7:00 | 5.98
9 | 1 | 8:00 | 43.2 | 8:00 | 42.98
10 | 1 | 9:00 | 65.6 | 9:00 | 65.27
11 | 1 | 10:00 | 66.48 | 10:00 | 66.15
12 | 1 | 11:00 | 62.19 | 11:00 | 61.88
13 | 1 | 12:00 | 62.75 | 12:00 | 62.44
14 | 1 | 13:00 | 61.04 | 13:00 | 60.73
15 | 1 | 14:00 | 63.57 | 14:00 | 63.25
16 | 1 | 15:00 | 58.53 | 15:00 | 58.24
17 | 1 | 16:00 | 25.07 | 16:00 | 24.95
18 | 1 | 17:00 | 0 | 17:00 | 0
19 | 1 | 18:00 | 0 | 18:00 | 0
20 | 1 | 19:00 | 0 | 19:00 | 0
21 | 1 | 20:00 | 0 | 20:00 | 0
22 | 1 | 21:00 | 0 | 21:00 | 0
23 | 1 | 22:00 | 0 | 22:00 | 0
24 | 1 | 23:00 | 0 | 23:00 | 0
1 | 1 | 0:00 | 0 | 0:00 | 0
2 | 1 | 1:00 | 0 | 1:00 | 0
3 | 1 | 2:00 | 0 | 2:00 | 0
4 | 1 | 3:00 | 0 | 3:00 | 0
5 | 1 | 4:00 | 0 | 4:00 | 0
6 | 1 | 5:00 | 0 | 5:00 | 0
7 | 1 | 6:00 | 0 | 6:00 | 0
8 | 1 | 7:00 | 4.32 | 7:00 | 4.3
9 | 1 | 8:00 | 33.14 | 8:00 | 32.97
10 | 1 | 9:00 | 57.09 | 9:00 | 56.8
11 | 1 | 10:00 | 59.68 | 10:00 | 59.39
12 | 1 | 11:00 | 57.27 | 11:00 | 56.98
13 | 1 | 12:00 | 55.85 | 12:00 | 55.57
14 | 1 | 13:00 | 51.79 | 13:00 | 51.53
15 | 1 | 14:00 | 51.99 | 14:00 | 51.73
16 | 1 | 15:00 | 54.37 | 15:00 | 54.1
17 | 1 | 16:00 | 24.28 | 16:00 | 24.16
18 | 1 | 17:00 | 0.04 | 17:00 | 0.04
19 | 1 | 18:00 | 0 | 18:00 | 0
20 | 1 | 19:00 | 0 | 19:00 | 0
21 | 1 | 20:00 | 0 | 20:00 | 0
22 | 1 | 21:00 | 0 | 21:00 | 0
23 | 1 | 22:00 | 0 | 22:00 | 0
24 | 1 | 23:00 | 0 | 23:00 | 0
1 | 1 | 0:00 | 0 | 0:00 | 0
2 | 1 | 1:00 | 0 | 1:00 | 0
3 | 1 | 2:00 | 0 | 2:00 | 0
4 | 1 | 3:00 | 0 | 3:00 | 0
5 | 1 | 4:00 | 0 | 4:00 | 0
6 | 1 | 5:00 | 0 | 5:00 | 0
7 | 1 | 6:00 | 0 | 6:00 | 0
8 | 1 | 7:00 | 5.93 | 7:00 | 5.91
9 | 1 | 8:00 | 43.38 | 8:00 | 43.16
10 | 1 | 9:00 | 69.43 | 9:00 | 69.08
11 | 1 | 10:00 | 70.9 | 10:00 | 70.55
12 | 1 | 11:00 | 66.98 | 11:00 | 66.64
13 | 1 | 12:00 | 61.68 | 12:00 | 61.37
14 | 1 | 13:00 | 62.73 | 13:00 | 62.42
15 | 1 | 14:00 | 64.54 | 14:00 | 64.22
16 | 1 | 15:00 | 61 | 15:00 | 60.7
17 | 1 | 16:00 | 27.92 | 16:00 | 27.78
18 | 1 | 17:00 | 0.21 | 17:00 | 0.21
19 | 1 | 18:00 | 0 | 18:00 | 0
20 | 1 | 19:00 | 0 | 19:00 | 0
21 | 1 | 20:00 | 0 | 20:00 | 0
22 | 1 | 21:00 | 0 | 21:00 | 0
23 | 1 | 22:00 | 0 | 22:00 | 0
24 | 1 | 23:00 | 0 | 23:00 | 0
1 | 1 | 0:00 | 0 | 0:00 | 0
2 | 1 | 1:00 | 0 | 1:00 | 0
3 | 1 | 2:00 | 0 | 2:00 | 0
4 | 1 | 3:00 | 0 | 3:00 | 0
5 | 1 | 4:00 | 0 | 4:00 | 0
6 | 1 | 5:00 | 0 | 5:00 | 0
7 | 1 | 6:00 | 0 | 6:00 | 0
8 | 1 | 7:00 | 4.93 | 7:00 | 4.9
9 | 1 | 8:00 | 34.74 | 8:00 | 34.56
10 | 1 | 9:00 | 55.02 | 9:00 | 54.74
11 | 1 | 10:00 | 59.73 | 10:00 | 59.43
12 | 1 | 11:00 | 61.15 | 11:00 | 60.84
13 | 1 | 12:00 | 57.63 | 12:00 | 57.34
14 | 1 | 13:00 | 59.05 | 13:00 | 58.76
15 | 1 | 14:00 | 60.82 | 14:00 | 60.52
16 | 1 | 15:00 | 57.19 | 15:00 | 56.91
17 | 1 | 16:00 | 24.28 | 16:00 | 24.16
18 | 1 | 17:00 | 0.38 | 17:00 | 0.38
19 | 1 | 18:00 | 0 | 18:00 | 0
20 | 1 | 19:00 | 0 | 19:00 | 0
21 | 1 | 20:00 | 0 | 20:00 | 0
22 | 1 | 21:00 | 0 | 21:00 | 0
23 | 1 | 22:00 | 0 | 22:00 | 0
24 | 1 | 23:00 | 0 | 23:00 | 0
1 | 1 | 0:00 | 0 | 0:00 | 0
2 | 1 | 1:00 | 0 | 1:00 | 0
3 | 1 | 2:00 | 0 | 2:00 | 0
4 | 1 | 3:00 | 0 | 3:00 | 0
5 | 1 | 4:00 | 0 | 4:00 | 0
6 | 1 | 5:00 | 0 | 5:00 | 0
7 | 1 | 6:00 | 0 | 6:00 | 0
8 | 1 | 7:00 | 4.44 | 7:00 | 4.42
9 | 1 | 8:00 | 29.46 | 8:00 | 29.31
10 | 1 | 9:00 | 46.66 | 9:00 | 46.43
11 | 1 | 10:00 | 49.96 | 10:00 | 49.71
12 | 1 | 11:00 | 49.47 | 11:00 | 49.22
13 | 1 | 12:00 | 45.68 | 12:00 | 45.45
14 | 1 | 13:00 | 44.96 | 13:00 | 44.73
15 | 1 | 14:00 | 46.76 | 14:00 | 46.52
16 | 1 | 15:00 | 43.67 | 15:00 | 43.45
17 | 1 | 16:00 | 20.43 | 16:00 | 20.33
18 | 1 | 17:00 | 0.35 | 17:00 | 0.35
19 | 1 | 18:00 | 0 | 18:00 | 0
20 | 1 | 19:00 | 0 | 19:00 | 0
21 | 1 | 20:00 | 0 | 20:00 | 0
22 | 1 | 21:00 | 0 | 21:00 | 0
23 | 1 | 22:00 | 0 | 22:00 | 0
24 | 1 | 23:00 | 0 | 23:00 | 0
1 | 1 | 0:00 | 0 | 0:00 | 0
2 | 1 | 1:00 | 0 | 1:00 | 0
3 | 1 | 2:00 | 0 | 2:00 | 0
4 | 1 | 3:00 | 0 | 3:00 | 0
5 | 1 | 4:00 | 0 | 4:00 | 0
6 | 1 | 5:00 | 0 | 5:00 | 0
7 | 1 | 6:00 | 0 | 6:00 | 0
8 | 1 | 7:00 | 4.37 | 7:00 | 4.35
9 | 1 | 8:00 | 30.77 | 8:00 | 30.61
10 | 1 | 9:00 | 45.72 | 9:00 | 45.49
11 | 1 | 10:00 | 48.42 | 10:00 | 48.18
12 | 1 | 11:00 | 45.99 | 11:00 | 45.76
13 | 1 | 12:00 | 46.34 | 12:00 | 46.11
14 | 1 | 13:00 | 46.36 | 13:00 | 46.13
15 | 1 | 14:00 | 40.81 | 14:00 | 40.61
16 | 1 | 15:00 | 40.81 | 15:00 | 40.6
17 | 1 | 16:00 | 19.81 | 16:00 | 19.71
18 | 1 | 17:00 | 0.48 | 17:00 | 0.47
19 | 1 | 18:00 | 0 | 18:00 | 0
20 | 1 | 19:00 | 0 | 19:00 | 0
21 | 1 | 20:00 | 0 | 20:00 | 0
22 | 1 | 21:00 | 0 | 21:00 | 0
23 | 1 | 22:00 | 0 | 22:00 | 0
24 | 1 | 23:00 | 0 | 23:00 | 0
1 | 1 | 0:00 | 0 | 0:00 | 0
2 | 1 | 1:00 | 0 | 1:00 | 0
3 | 1 | 2:00 | 0 | 2:00 | 0
4 | 1 | 3:00 | 0 | 3:00 | 0
5 | 1 | 4:00 | 0 | 4:00 | 0
6 | 1 | 5:00 | 0 | 5:00 | 0
7 | 1 | 6:00 | 0 | 6:00 | 0
8 | 1 | 7:00 | 5.42 | 7:00 | 5.4
9 | 1 | 8:00 | 33.34 | 8:00 | 33.17
10 | 1 | 9:00 | 55.23 | 9:00 | 54.95
11 | 1 | 10:00 | 55.22 | 10:00 | 54.95
12 | 1 | 11:00 | 54.48 | 11:00 | 54.2
13 | 1 | 12:00 | 55.13 | 12:00 | 54.85
14 | 1 | 13:00 | 56.4 | 13:00 | 56.11
15 | 1 | 14:00 | 60.26 | 14:00 | 59.96
16 | 1 | 15:00 | 56.06 | 15:00 | 55.78
17 | 1 | 16:00 | 27.45 | 16:00 | 27.31
18 | 1 | 17:00 | 0.78 | 17:00 | 0.78
19 | 1 | 18:00 | 0 | 18:00 | 0
20 | 1 | 19:00 | 0 | 19:00 | 0
21 | 1 | 20:00 | 0 | 20:00 | 0
22 | 1 | 21:00 | 0 | 21:00 | 0
23 | 1 | 22:00 | 0 | 22:00 | 0
24 | 1 | 23:00 | 0 | 23:00 | 0
1 | 1 | 0:00 | 0 | 0:00 | 0
2 | 1 | 1:00 | 0 | 1:00 | 0
3 | 1 | 2:00 | 0 | 2:00 | 0
4 | 1 | 3:00 | 0 | 3:00 | 0
5 | 1 | 4:00 | 0 | 4:00 | 0
6 | 1 | 5:00 | 0 | 5:00 | 0
7 | 1 | 6:00 | 0 | 6:00 | 0
8 | 1 | 7:00 | 5.53 | 7:00 | 5.5
9 | 1 | 8:00 | 31.94 | 8:00 | 31.78
10 | 1 | 9:00 | 39.93 | 9:00 | 39.73
11 | 1 | 10:00 | 40.17 | 10:00 | 39.97
12 | 1 | 11:00 | 44.71 | 11:00 | 44.48
13 | 1 | 12:00 | 46.79 | 12:00 | 46.55
14 | 1 | 13:00 | 46.61 | 13:00 | 46.38
15 | 1 | 14:00 | 46.76 | 14:00 | 46.53
16 | 1 | 15:00 | 46.69 | 15:00 | 46.46
17 | 1 | 16:00 | 23.48 | 16:00 | 23.36
18 | 1 | 17:00 | 0.75 | 17:00 | 0.75
19 | 1 | 18:00 | 0 | 18:00 | 0
20 | 1 | 19:00 | 0 | 19:00 | 0
21 | 1 | 20:00 | 0 | 20:00 | 0
22 | 1 | 21:00 | 0 | 21:00 | 0
23 | 1 | 22:00 | 0 | 22:00 | 0
24 | 1 | 23:00 | 0 | 23:00 | 0
1 | 1 | 0:00 | 0 | 0:00 | 0
2 | 1 | 1:00 | 0 | 1:00 | 0
3 | 1 | 2:00 | 0 | 2:00 | 0
4 | 1 | 3:00 | 0 | 3:00 | 0
5 | 1 | 4:00 | 0 | 4:00 | 0
6 | 1 | 5:00 | 0 | 5:00 | 0
7 | 1 | 6:00 | 0 | 6:00 | 0
8 | 1 | 7:00 | 6.34 | 7:00 | 6.31
9 | 1 | 8:00 | 37.52 | 8:00 | 37.33
10 | 1 | 9:00 | 53.75 | 9:00 | 53.48
11 | 1 | 10:00 | 50.77 | 10:00 | 50.52
12 | 1 | 11:00 | 51.23 | 11:00 | 50.98
13 | 1 | 12:00 | 52.29 | 12:00 | 52.02
14 | 1 | 13:00 | 50.96 | 13:00 | 50.7
15 | 1 | 14:00 | 48.61 | 14:00 | 48.37
16 | 1 | 15:00 | 44.27 | 15:00 | 44.05
17 | 1 | 16:00 | 21.65 | 16:00 | 21.54
18 | 1 | 17:00 | 0.78 | 17:00 | 0.78
19 | 1 | 18:00 | 0 | 18:00 | 0
20 | 1 | 19:00 | 0 | 19:00 | 0
21 | 1 | 20:00 | 0 | 20:00 | 0
22 | 1 | 21:00 | 0 | 21:00 | 0
23 | 1 | 22:00 | 0 | 22:00 | 0
24 | 1 | 23:00 | 0 | 23:00 | 0
1 | 2 | 0:00 | 0 | 0:00 | 0
2 | 2 | 1:00 | 0 | 1:00 | 0
3 | 2 | 2:00 | 0 | 2:00 | 0
4 | 2 | 3:00 | 0 | 3:00 | 0
5 | 2 | 4:00 | 0 | 4:00 | 0
6 | 2 | 5:00 | 0 | 5:00 | 0
7 | 2 | 6:00 | 0 | 6:00 | 0
8 | 2 | 7:00 | 6.68 | 7:00 | 6.64
9 | 2 | 8:00 | 42.42 | 8:00 | 42.21
10 | 2 | 9:00 | 66.1 | 9:00 | 65.77
11 | 2 | 10:00 | 63.74 | 10:00 | 63.42
12 | 2 | 11:00 | 62.1 | 11:00 | 61.79
13 | 2 | 12:00 | 59.58 | 12:00 | 59.28
14 | 2 | 13:00 | 62.48 | 13:00 | 62.17
15 | 2 | 14:00 | 65.64 | 14:00 | 65.31
16 | 2 | 15:00 | 65.92 | 15:00 | 65.59
17 | 2 | 16:00 | 33.02 | 16:00 | 32.86
18 | 2 | 17:00 | 1.7 | 17:00 | 1.69
19 | 2 | 18:00 | 0 | 18:00 | 0
20 | 2 | 19:00 | 0 | 19:00 | 0
21 | 2 | 20:00 | 0 | 20:00 | 0
22 | 2 | 21:00 | 0 | 21:00 | 0
23 | 2 | 22:00 | 0 | 22:00 | 0
24 | 2 | 23:00 | 0 | 23:00 | 0
1 | 2 | 0:00 | 0 | 0:00 | 0
2 | 2 | 1:00 | 0 | 1:00 | 0
3 | 2 | 2:00 | 0 | 2:00 | 0
4 | 2 | 3:00 | 0 | 3:00 | 0
5 | 2 | 4:00 | 0 | 4:00 | 0
6 | 2 | 5:00 | 0 | 5:00 | 0
7 | 2 | 6:00 | 0 | 6:00 | 0
8 | 2 | 7:00 | 7.56 | 7:00 | 7.53
9 | 2 | 8:00 | 40.23 | 8:00 | 40.03
10 | 2 | 9:00 | 60.29 | 9:00 | 59.99
11 | 2 | 10:00 | 62.5 | 10:00 | 62.19
12 | 2 | 11:00 | 61.92 | 11:00 | 61.61
13 | 2 | 12:00 | 60.3 | 12:00 | 60
14 | 2 | 13:00 | 58.18 | 13:00 | 57.89
15 | 2 | 14:00 | 60.94 | 14:00 | 60.64
16 | 2 | 15:00 | 56.85 | 15:00 | 56.57
17 | 2 | 16:00 | 27.7 | 16:00 | 27.56
18 | 2 | 17:00 | 1.74 | 17:00 | 1.73
19 | 2 | 18:00 | 0 | 18:00 | 0
20 | 2 | 19:00 | 0 | 19:00 | 0
21 | 2 | 20:00 | 0 | 20:00 | 0
22 | 2 | 21:00 | 0 | 21:00 | 0
23 | 2 | 22:00 | 0 | 22:00 | 0
24 | 2 | 23:00 | 0 | 23:00 | 0
1 | 2 | 0:00 | 0 | 0:00 | 0
2 | 2 | 1:00 | 0 | 1:00 | 0
3 | 2 | 2:00 | 0 | 2:00 | 0
4 | 2 | 3:00 | 0 | 3:00 | 0
5 | 2 | 4:00 | 0 | 4:00 | 0
6 | 2 | 5:00 | 0 | 5:00 | 0
7 | 2 | 6:00 | 0 | 6:00 | 0
8 | 2 | 7:00 | 7.4 | 7:00 | 7.36
9 | 2 | 8:00 | 39.92 | 8:00 | 39.72
10 | 2 | 9:00 | 56 | 9:00 | 55.72
11 | 2 | 10:00 | 59.94 | 10:00 | 59.64
12 | 2 | 11:00 | 59.19 | 11:00 | 58.89
13 | 2 | 12:00 | 57.23 | 12:00 | 56.94
14 | 2 | 13:00 | 59.56 | 13:00 | 59.27
15 | 2 | 14:00 | 58.68 | 14:00 | 58.39
16 | 2 | 15:00 | 56.72 | 15:00 | 56.44
17 | 2 | 16:00 | 29.62 | 16:00 | 29.47
18 | 2 | 17:00 | 1.96 | 17:00 | 1.95
19 | 2 | 18:00 | 0 | 18:00 | 0
20 | 2 | 19:00 | 0 | 19:00 | 0
21 | 2 | 20:00 | 0 | 20:00 | 0
22 | 2 | 21:00 | 0 | 21:00 | 0
23 | 2 | 22:00 | 0 | 22:00 | 0
24 | 2 | 23:00 | 0 | 23:00 | 0
1 | 2 | 0:00 | 0 | 0:00 | 0
2 | 2 | 1:00 | 0 | 1:00 | 0
3 | 2 | 2:00 | 0 | 2:00 | 0
4 | 2 | 3:00 | 0 | 3:00 | 0
5 | 2 | 4:00 | 0 | 4:00 | 0
6 | 2 | 5:00 | 0 | 5:00 | 0
7 | 2 | 6:00 | 0 | 6:00 | 0
8 | 2 | 7:00 | 8.7 | 7:00 | 8.66
9 | 2 | 8:00 | 43.95 | 8:00 | 43.73
10 | 2 | 9:00 | 66.57 | 9:00 | 66.24
11 | 2 | 10:00 | 68.96 | 10:00 | 68.62
12 | 2 | 11:00 | 65.74 | 11:00 | 65.41
13 | 2 | 12:00 | 64.49 | 12:00 | 64.17
14 | 2 | 13:00 | 61.99 | 13:00 | 61.68
15 | 2 | 14:00 | 60.3 | 14:00 | 59.99
16 | 2 | 15:00 | 56.48 | 15:00 | 56.19
17 | 2 | 16:00 | 28.79 | 16:00 | 28.65
18 | 2 | 17:00 | 2.14 | 17:00 | 2.13
19 | 2 | 18:00 | 0 | 18:00 | 0
20 | 2 | 19:00 | 0 | 19:00 | 0
21 | 2 | 20:00 | 0 | 20:00 | 0
22 | 2 | 21:00 | 0 | 21:00 | 0
23 | 2 | 22:00 | 0 | 22:00 | 0
24 | 2 | 23:00 | 0 | 23:00 | 0
1 | 2 | 0:00 | 0 | 0:00 | 0
2 | 2 | 1:00 | 0 | 1:00 | 0
3 | 2 | 2:00 | 0 | 2:00 | 0
4 | 2 | 3:00 | 0 | 3:00 | 0
5 | 2 | 4:00 | 0 | 4:00 | 0
6 | 2 | 5:00 | 0 | 5:00 | 0
7 | 2 | 6:00 | 0 | 6:00 | 0
8 | 2 | 7:00 | 5.47 | 7:00 | 5.45
9 | 2 | 8:00 | 28.59 | 8:00 | 28.44
10 | 2 | 9:00 | 40.4 | 9:00 | 40.2
11 | 2 | 10:00 | 48.14 | 10:00 | 47.9
12 | 2 | 11:00 | 51.91 | 11:00 | 51.65
13 | 2 | 12:00 | 47.3 | 12:00 | 47.06
14 | 2 | 13:00 | 45.5 | 13:00 | 45.28
15 | 2 | 14:00 | 46.18 | 14:00 | 45.95
16 | 2 | 15:00 | 44.98 | 15:00 | 44.76
17 | 2 | 16:00 | 25.48 | 16:00 | 25.35
18 | 2 | 17:00 | 2.19 | 17:00 | 2.18
19 | 2 | 18:00 | 0 | 18:00 | 0
20 | 2 | 19:00 | 0 | 19:00 | 0
21 | 2 | 20:00 | 0 | 20:00 | 0
22 | 2 | 21:00 | 0 | 21:00 | 0
23 | 2 | 22:00 | 0 | 22:00 | 0
24 | 2 | 23:00 | 0 | 23:00 | 0
1 | 2 | 0:00 | 0 | 0:00 | 0
2 | 2 | 1:00 | 0 | 1:00 | 0
3 | 2 | 2:00 | 0 | 2:00 | 0
4 | 2 | 3:00 | 0 | 3:00 | 0
5 | 2 | 4:00 | 0 | 4:00 | 0
6 | 2 | 5:00 | 0 | 5:00 | 0
7 | 2 | 6:00 | 0 | 6:00 | 0
8 | 2 | 7:00 | 8.64 | 7:00 | 8.6
9 | 2 | 8:00 | 36.79 | 8:00 | 36.61
10 | 2 | 9:00 | 56.15 | 9:00 | 55.87
11 | 2 | 10:00 | 65.11 | 10:00 | 64.79
12 | 2 | 11:00 | 64.74 | 11:00 | 64.41
13 | 2 | 12:00 | 62.83 | 12:00 | 62.52
14 | 2 | 13:00 | 62.54 | 13:00 | 62.23
15 | 2 | 14:00 | 57.87 | 14:00 | 57.58
16 | 2 | 15:00 | 56.79 | 15:00 | 56.5
17 | 2 | 16:00 | 33.15 | 16:00 | 32.98
18 | 2 | 17:00 | 2.64 | 17:00 | 2.62
19 | 2 | 18:00 | 0 | 18:00 | 0
20 | 2 | 19:00 | 0 | 19:00 | 0
21 | 2 | 20:00 | 0 | 20:00 | 0
22 | 2 | 21:00 | 0 | 21:00 | 0
23 | 2 | 22:00 | 0 | 22:00 | 0
24 | 2 | 23:00 | 0 | 23:00 | 0
1 | 2 | 0:00 | 0 | 0:00 | 0
2 | 2 | 1:00 | 0 | 1:00 | 0
3 | 2 | 2:00 | 0 | 2:00 | 0
4 | 2 | 3:00 | 0 | 3:00 | 0
5 | 2 | 4:00 | 0 | 4:00 | 0
6 | 2 | 5:00 | 0 | 5:00 | 0
7 | 2 | 6:00 | 0 | 6:00 | 0
8 | 2 | 7:00 | 8.57 | 7:00 | 8.53
9 | 2 | 8:00 | 38.71 | 8:00 | 38.52
10 | 2 | 9:00 | 53.32 | 9:00 | 53.05
11 | 2 | 10:00 | 56.86 | 10:00 | 56.58
12 | 2 | 11:00 | 58.94 | 11:00 | 58.65
13 | 2 | 12:00 | 60.33 | 12:00 | 60.03
14 | 2 | 13:00 | 59.88 | 13:00 | 59.58
15 | 2 | 14:00 | 62.13 | 14:00 | 61.82
16 | 2 | 15:00 | 58.67 | 15:00 | 58.37
17 | 2 | 16:00 | 32.86 | 16:00 | 32.69
18 | 2 | 17:00 | 3.3 | 17:00 | 3.29
19 | 2 | 18:00 | 0 | 18:00 | 0
20 | 2 | 19:00 | 0 | 19:00 | 0
21 | 2 | 20:00 | 0 | 20:00 | 0
22 | 2 | 21:00 | 0 | 21:00 | 0
23 | 2 | 22:00 | 0 | 22:00 | 0
24 | 2 | 23:00 | 0 | 23:00 | 0
1 | 2 | 0:00 | 0 | 0:00 | 0
2 | 2 | 1:00 | 0 | 1:00 | 0
3 | 2 | 2:00 | 0 | 2:00 | 0
4 | 2 | 3:00 | 0 | 3:00 | 0
5 | 2 | 4:00 | 0 | 4:00 | 0
6 | 2 | 5:00 | 0 | 5:00 | 0
7 | 2 | 6:00 | 0 | 6:00 | 0
8 | 2 | 7:00 | 8.35 | 7:00 | 8.31
9 | 2 | 8:00 | 38.06 | 8:00 | 37.87
10 | 2 | 9:00 | 49.2 | 9:00 | 48.96
11 | 2 | 10:00 | 53.08 | 10:00 | 52.81
12 | 2 | 11:00 | 52.17 | 11:00 | 51.91
13 | 2 | 12:00 | 52.65 | 12:00 | 52.39
14 | 2 | 13:00 | 52.57 | 13:00 | 52.31
15 | 2 | 14:00 | 49.02 | 14:00 | 48.78
16 | 2 | 15:00 | 40.65 | 15:00 | 40.44
17 | 2 | 16:00 | 21.81 | 16:00 | 21.7
18 | 2 | 17:00 | 2.27 | 17:00 | 2.26
19 | 2 | 18:00 | 0 | 18:00 | 0
20 | 2 | 19:00 | 0 | 19:00 | 0
21 | 2 | 20:00 | 0 | 20:00 | 0
22 | 2 | 21:00 | 0 | 21:00 | 0
23 | 2 | 22:00 | 0 | 22:00 | 0
24 | 2 | 23:00 | 0 | 23:00 | 0
1 | 2 | 0:00 | 0 | 0:00 | 0
2 | 2 | 1:00 | 0 | 1:00 | 0
3 | 2 | 2:00 | 0 | 2:00 | 0
4 | 2 | 3:00 | 0 | 3:00 | 0
5 | 2 | 4:00 | 0 | 4:00 | 0
6 | 2 | 5:00 | 0 | 5:00 | 0
7 | 2 | 6:00 | 0 | 6:00 | 0
8 | 2 | 7:00 | 7.45 | 7:00 | 7.41
9 | 2 | 8:00 | 32.55 | 8:00 | 32.39
10 | 2 | 9:00 | 47.17 | 9:00 | 46.94
11 | 2 | 10:00 | 54.02 | 10:00 | 53.75
12 | 2 | 11:00 | 58.4 | 11:00 | 58.11
13 | 2 | 12:00 | 56.16 | 12:00 | 55.88
14 | 2 | 13:00 | 58.86 | 13:00 | 58.57
15 | 2 | 14:00 | 62.93 | 14:00 | 62.62
16 | 2 | 15:00 | 59.17 | 15:00 | 58.88
17 | 2 | 16:00 | 32.91 | 16:00 | 32.74
18 | 2 | 17:00 | 3.51 | 17:00 | 3.49
19 | 2 | 18:00 | 0 | 18:00 | 0
20 | 2 | 19:00 | 0 | 19:00 | 0
21 | 2 | 20:00 | 0 | 20:00 | 0
22 | 2 | 21:00 | 0 | 21:00 | 0
23 | 2 | 22:00 | 0 | 22:00 | 0
24 | 2 | 23:00 | 0 | 23:00 | 0
1 | 2 | 0:00 | 0 | 0:00 | 0
2 | 2 | 1:00 | 0 | 1:00 | 0
3 | 2 | 2:00 | 0 | 2:00 | 0
4 | 2 | 3:00 | 0 | 3:00 | 0
5 | 2 | 4:00 | 0 | 4:00 | 0
6 | 2 | 5:00 | 0 | 5:00 | 0
7 | 2 | 6:00 | 0 | 6:00 | 0
8 | 2 | 7:00 | 12.43 | 7:00 | 12.37
9 | 2 | 8:00 | 55.52 | 8:00 | 55.24
10 | 2 | 9:00 | 74.63 | 9:00 | 74.26
11 | 2 | 10:00 | 74.98 | 10:00 | 74.61
12 | 2 | 11:00 | 69.03 | 11:00 | 68.68
13 | 2 | 12:00 | 62.62 | 12:00 | 62.31
14 | 2 | 13:00 | 55.76 | 13:00 | 55.48
15 | 2 | 14:00 | 55.77 | 14:00 | 55.49
16 | 2 | 15:00 | 51.78 | 15:00 | 51.52
17 | 2 | 16:00 | 31.3 | 16:00 | 31.14
18 | 2 | 17:00 | 3.45 | 17:00 | 3.43
19 | 2 | 18:00 | 0 | 18:00 | 0
20 | 2 | 19:00 | 0 | 19:00 | 0
21 | 2 | 20:00 | 0 | 20:00 | 0
22 | 2 | 21:00 | 0 | 21:00 | 0
23 | 2 | 22:00 | 0 | 22:00 | 0
24 | 2 | 23:00 | 0 | 23:00 | 0
1 | 2 | 0:00 | 0 | 0:00 | 0
2 | 2 | 1:00 | 0 | 1:00 | 0
3 | 2 | 2:00 | 0 | 2:00 | 0
4 | 2 | 3:00 | 0 | 3:00 | 0
5 | 2 | 4:00 | 0 | 4:00 | 0
6 | 2 | 5:00 | 0 | 5:00 | 0
7 | 2 | 6:00 | 0 | 6:00 | 0
8 | 2 | 7:00 | 11.43 | 7:00 | 11.37
9 | 2 | 8:00 | 45.45 | 8:00 | 45.22
10 | 2 | 9:00 | 57.74 | 9:00 | 57.45
11 | 2 | 10:00 | 60.7 | 10:00 | 60.4
12 | 2 | 11:00 | 63.02 | 11:00 | 62.7
13 | 2 | 12:00 | 64.85 | 12:00 | 64.53
14 | 2 | 13:00 | 64.93 | 13:00 | 64.6
15 | 2 | 14:00 | 62.95 | 14:00 | 62.63
16 | 2 | 15:00 | 59.65 | 15:00 | 59.35
17 | 2 | 16:00 | 36.85 | 16:00 | 36.67
18 | 2 | 17:00 | 4.23 | 17:00 | 4.21
19 | 2 | 18:00 | 0 | 18:00 | 0
20 | 2 | 19:00 | 0 | 19:00 | 0
21 | 2 | 20:00 | 0 | 20:00 | 0
22 | 2 | 21:00 | 0 | 21:00 | 0
23 | 2 | 22:00 | 0 | 22:00 | 0
24 | 2 | 23:00 | 0 | 23:00 | 0
1 | 2 | 0:00 | 0 | 0:00 | 0
2 | 2 | 1:00 | 0 | 1:00 | 0
3 | 2 | 2:00 | 0 | 2:00 | 0
4 | 2 | 3:00 | 0 | 3:00 | 0
5 | 2 | 4:00 | 0 | 4:00 | 0
6 | 2 | 5:00 | 0 | 5:00 | 0
7 | 2 | 6:00 | 0 | 6:00 | 0
8 | 2 | 7:00 | 10.95 | 7:00 | 10.89
9 | 2 | 8:00 | 41.81 | 8:00 | 41.6
10 | 2 | 9:00 | 58.96 | 9:00 | 58.67
11 | 2 | 10:00 | 60.87 | 10:00 | 60.56
12 | 2 | 11:00 | 64.31 | 11:00 | 63.99
13 | 2 | 12:00 | 60.52 | 12:00 | 60.21
14 | 2 | 13:00 | 58.61 | 13:00 | 58.32
15 | 2 | 14:00 | 63.09 | 14:00 | 62.77
16 | 2 | 15:00 | 57.82 | 15:00 | 57.53
17 | 2 | 16:00 | 34.84 | 16:00 | 34.67
18 | 2 | 17:00 | 4.35 | 17:00 | 4.33
19 | 2 | 18:00 | 0 | 18:00 | 0
20 | 2 | 19:00 | 0 | 19:00 | 0
21 | 2 | 20:00 | 0 | 20:00 | 0
22 | 2 | 21:00 | 0 | 21:00 | 0
23 | 2 | 22:00 | 0 | 22:00 | 0
24 | 2 | 23:00 | 0 | 23:00 | 0
1 | 2 | 0:00 | 0 | 0:00 | 0
2 | 2 | 1:00 | 0 | 1:00 | 0
3 | 2 | 2:00 | 0 | 2:00 | 0
4 | 2 | 3:00 | 0 | 3:00 | 0
5 | 2 | 4:00 | 0 | 4:00 | 0
6 | 2 | 5:00 | 0 | 5:00 | 0
7 | 2 | 6:00 | 0 | 6:00 | 0
8 | 2 | 7:00 | 12.63 | 7:00 | 12.56
9 | 2 | 8:00 | 47.57 | 8:00 | 47.33
10 | 2 | 9:00 | 61.19 | 9:00 | 60.88
11 | 2 | 10:00 | 66.26 | 10:00 | 65.93
12 | 2 | 11:00 | 66.19 | 11:00 | 65.86
13 | 2 | 12:00 | 64.11 | 12:00 | 63.79
14 | 2 | 13:00 | 63.24 | 13:00 | 62.93
15 | 2 | 14:00 | 65.14 | 14:00 | 64.82
16 | 2 | 15:00 | 65.91 | 15:00 | 65.58
17 | 2 | 16:00 | 39.92 | 16:00 | 39.72
18 | 2 | 17:00 | 5.19 | 17:00 | 5.16
19 | 2 | 18:00 | 0 | 18:00 | 0
20 | 2 | 19:00 | 0 | 19:00 | 0
21 | 2 | 20:00 | 0 | 20:00 | 0
22 | 2 | 21:00 | 0 | 21:00 | 0
23 | 2 | 22:00 | 0 | 22:00 | 0
24 | 2 | 23:00 | 0 | 23:00 | 0
1 | 2 | 0:00 | 0 | 0:00 | 0
2 | 2 | 1:00 | 0 | 1:00 | 0
3 | 2 | 2:00 | 0 | 2:00 | 0
4 | 2 | 3:00 | 0 | 3:00 | 0
5 | 2 | 4:00 | 0 | 4:00 | 0
6 | 2 | 5:00 | 0 | 5:00 | 0
7 | 2 | 6:00 | 0 | 6:00 | 0
8 | 2 | 7:00 | 11.43 | 7:00 | 11.38
9 | 2 | 8:00 | 45.08 | 8:00 | 44.86
10 | 2 | 9:00 | 54.58 | 9:00 | 54.31
11 | 2 | 10:00 | 60.63 | 10:00 | 60.33
12 | 2 | 11:00 | 63.49 | 11:00 | 63.17
13 | 2 | 12:00 | 61.44 | 12:00 | 61.13
14 | 2 | 13:00 | 60.8 | 13:00 | 60.5
15 | 2 | 14:00 | 56.78 | 14:00 | 56.5
16 | 2 | 15:00 | 55.04 | 15:00 | 54.77
17 | 2 | 16:00 | 32.43 | 16:00 | 32.26
18 | 2 | 17:00 | 4.49 | 17:00 | 4.46
19 | 2 | 18:00 | 0 | 18:00 | 0
20 | 2 | 19:00 | 0 | 19:00 | 0
21 | 2 | 20:00 | 0 | 20:00 | 0
22 | 2 | 21:00 | 0 | 21:00 | 0
23 | 2 | 22:00 | 0 | 22:00 | 0
24 | 2 | 23:00 | 0 | 23:00 | 0
1 | 2 | 0:00 | 0 | 0:00 | 0
2 | 2 | 1:00 | 0 | 1:00 | 0
3 | 2 | 2:00 | 0 | 2:00 | 0
4 | 2 | 3:00 | 0 | 3:00 | 0
5 | 2 | 4:00 | 0 | 4:00 | 0
6 | 2 | 5:00 | 0 | 5:00 | 0
7 | 2 | 6:00 | 0 | 6:00 | 0
8 | 2 | 7:00 | 11.23 | 7:00 | 11.17
9 | 2 | 8:00 | 40.21 | 8:00 | 40
10 | 2 | 9:00 | 57.61 | 9:00 | 57.32
11 | 2 | 10:00 | 59.08 | 10:00 | 58.78
12 | 2 | 11:00 | 61.63 | 11:00 | 61.32
13 | 2 | 12:00 | 60.61 | 12:00 | 60.31
14 | 2 | 13:00 | 61.36 | 13:00 | 61.06
15 | 2 | 14:00 | 59.32 | 14:00 | 59.02
16 | 2 | 15:00 | 57.59 | 15:00 | 57.3
17 | 2 | 16:00 | 33.86 | 16:00 | 33.69
18 | 2 | 17:00 | 4.67 | 17:00 | 4.64
19 | 2 | 18:00 | 0 | 18:00 | 0
20 | 2 | 19:00 | 0 | 19:00 | 0
21 | 2 | 20:00 | 0 | 20:00 | 0
22 | 2 | 21:00 | 0 | 21:00 | 0
23 | 2 | 22:00 | 0 | 22:00 | 0
24 | 2 | 23:00 | 0 | 23:00 | 0
1 | 2 | 0:00 | 0 | 0:00 | 0
2 | 2 | 1:00 | 0 | 1:00 | 0
3 | 2 | 2:00 | 0 | 2:00 | 0
4 | 2 | 3:00 | 0 | 3:00 | 0
5 | 2 | 4:00 | 0 | 4:00 | 0
6 | 2 | 5:00 | 0 | 5:00 | 0
7 | 2 | 6:00 | 0 | 6:00 | 0
8 | 2 | 7:00 | 13 | 7:00 | 12.94
9 | 2 | 8:00 | 42.24 | 8:00 | 42.03
10 | 2 | 9:00 | 54.51 | 9:00 | 54.24
11 | 2 | 10:00 | 60.05 | 10:00 | 59.75
12 | 2 | 11:00 | 63.75 | 11:00 | 63.43
13 | 2 | 12:00 | 62.27 | 12:00 | 61.96
14 | 2 | 13:00 | 62.32 | 13:00 | 62.01
15 | 2 | 14:00 | 64.15 | 14:00 | 63.83
16 | 2 | 15:00 | 68.63 | 15:00 | 68.28
17 | 2 | 16:00 | 42.48 | 16:00 | 42.27
18 | 2 | 17:00 | 6.17 | 17:00 | 6.14
19 | 2 | 18:00 | 0 | 18:00 | 0
20 | 2 | 19:00 | 0 | 19:00 | 0
21 | 2 | 20:00 | 0 | 20:00 | 0
22 | 2 | 21:00 | 0 | 21:00 | 0
23 | 2 | 22:00 | 0 | 22:00 | 0
24 | 2 | 23:00 | 0 | 23:00 | 0
1 | 2 | 0:00 | 0 | 0:00 | 0
2 | 2 | 1:00 | 0 | 1:00 | 0
3 | 2 | 2:00 | 0 | 2:00 | 0
4 | 2 | 3:00 | 0 | 3:00 | 0
5 | 2 | 4:00 | 0 | 4:00 | 0
6 | 2 | 5:00 | 0 | 5:00 | 0
7 | 2 | 6:00 | 0 | 6:00 | 0
8 | 2 | 7:00 | 17.79 | 7:00 | 17.71
9 | 2 | 8:00 | 56.8 | 8:00 | 56.52
10 | 2 | 9:00 | 71.66 | 9:00 | 71.3
11 | 2 | 10:00 | 75.81 | 10:00 | 75.43
12 | 2 | 11:00 | 70.24 | 11:00 | 69.89
13 | 2 | 12:00 | 62.6 | 12:00 | 62.29
14 | 2 | 13:00 | 63.15 | 13:00 | 62.84
15 | 2 | 14:00 | 62.51 | 14:00 | 62.19
16 | 2 | 15:00 | 63.55 | 15:00 | 63.24
17 | 2 | 16:00 | 37.41 | 16:00 | 37.22
18 | 2 | 17:00 | 5.35 | 17:00 | 5.32
19 | 2 | 18:00 | 0 | 18:00 | 0
20 | 2 | 19:00 | 0 | 19:00 | 0
21 | 2 | 20:00 | 0 | 20:00 | 0
22 | 2 | 21:00 | 0 | 21:00 | 0
23 | 2 | 22:00 | 0 | 22:00 | 0
24 | 2 | 23:00 | 0 | 23:00 | 0
1 | 2 | 0:00 | 0 | 0:00 | 0
2 | 2 | 1:00 | 0 | 1:00 | 0
3 | 2 | 2:00 | 0 | 2:00 | 0
4 | 2 | 3:00 | 0 | 3:00 | 0
5 | 2 | 4:00 | 0 | 4:00 | 0
6 | 2 | 5:00 | 0 | 5:00 | 0
7 | 2 | 6:00 | 0 | 6:00 | 0
8 | 2 | 7:00 | 14.8 | 7:00 | 14.73
9 | 2 | 8:00 | 45.46 | 8:00 | 45.24
10 | 2 | 9:00 | 56.63 | 9:00 | 56.35
11 | 2 | 10:00 | 62.63 | 10:00 | 62.31
12 | 2 | 11:00 | 66.53 | 11:00 | 66.2
13 | 2 | 12:00 | 66.68 | 12:00 | 66.35
14 | 2 | 13:00 | 66.89 | 13:00 | 66.56
15 | 2 | 14:00 | 66.76 | 14:00 | 66.43
16 | 2 | 15:00 | 62.29 | 15:00 | 61.98
17 | 2 | 16:00 | 40.78 | 16:00 | 40.58
18 | 2 | 17:00 | 6.23 | 17:00 | 6.2
19 | 2 | 18:00 | 0 | 18:00 | 0
20 | 2 | 19:00 | 0 | 19:00 | 0
21 | 2 | 20:00 | 0 | 20:00 | 0
22 | 2 | 21:00 | 0 | 21:00 | 0
23 | 2 | 22:00 | 0 | 22:00 | 0
24 | 2 | 23:00 | 0 | 23:00 | 0
1 | 2 | 0:00 | 0 | 0:00 | 0
2 | 2 | 1:00 | 0 | 1:00 | 0
3 | 2 | 2:00 | 0 | 2:00 | 0
4 | 2 | 3:00 | 0 | 3:00 | 0
5 | 2 | 4:00 | 0 | 4:00 | 0
6 | 2 | 5:00 | 0 | 5:00 | 0
7 | 2 | 6:00 | 0 | 6:00 | 0
8 | 2 | 7:00 | 10.46 | 7:00 | 10.4
9 | 2 | 8:00 | 33.44 | 8:00 | 33.28
10 | 2 | 9:00 | 43.67 | 9:00 | 43.46
11 | 2 | 10:00 | 51.93 | 10:00 | 51.67
12 | 2 | 11:00 | 54 | 11:00 | 53.73
13 | 2 | 12:00 | 51.34 | 12:00 | 51.08
14 | 2 | 13:00 | 49.4 | 13:00 | 49.16
15 | 2 | 14:00 | 52.14 | 14:00 | 51.88
16 | 2 | 15:00 | 48.19 | 15:00 | 47.95
17 | 2 | 16:00 | 31.61 | 16:00 | 31.45
18 | 2 | 17:00 | 5.12 | 17:00 | 5.09
19 | 2 | 18:00 | 0 | 18:00 | 0
20 | 2 | 19:00 | 0 | 19:00 | 0
21 | 2 | 20:00 | 0 | 20:00 | 0
22 | 2 | 21:00 | 0 | 21:00 | 0
23 | 2 | 22:00 | 0 | 22:00 | 0
24 | 2 | 23:00 | 0 | 23:00 | 0
1 | 2 | 0:00 | 0 | 0:00 | 0
2 | 2 | 1:00 | 0 | 1:00 | 0
3 | 2 | 2:00 | 0 | 2:00 | 0
4 | 2 | 3:00 | 0 | 3:00 | 0
5 | 2 | 4:00 | 0 | 4:00 | 0
6 | 2 | 5:00 | 0 | 5:00 | 0
7 | 2 | 6:00 | 0 | 6:00 | 0
8 | 2 | 7:00 | 11.01 | 7:00 | 10.96
9 | 2 | 8:00 | 34.1 | 8:00 | 33.93
10 | 2 | 9:00 | 44.68 | 9:00 | 44.46
11 | 2 | 10:00 | 51.55 | 10:00 | 51.29
12 | 2 | 11:00 | 49.76 | 11:00 | 49.51
13 | 2 | 12:00 | 49.37 | 12:00 | 49.12
14 | 2 | 13:00 | 50.18 | 13:00 | 49.93
15 | 2 | 14:00 | 54.38 | 14:00 | 54.1
16 | 2 | 15:00 | 49.64 | 15:00 | 49.39
17 | 2 | 16:00 | 34.31 | 16:00 | 34.14
18 | 2 | 17:00 | 6.43 | 17:00 | 6.39
19 | 2 | 18:00 | 0 | 18:00 | 0
20 | 2 | 19:00 | 0 | 19:00 | 0
21 | 2 | 20:00 | 0 | 20:00 | 0
22 | 2 | 21:00 | 0 | 21:00 | 0
23 | 2 | 22:00 | 0 | 22:00 | 0
24 | 2 | 23:00 | 0 | 23:00 | 0
1 | 2 | 0:00 | 0 | 0:00 | 0
2 | 2 | 1:00 | 0 | 1:00 | 0
3 | 2 | 2:00 | 0 | 2:00 | 0
4 | 2 | 3:00 | 0 | 3:00 | 0
5 | 2 | 4:00 | 0 | 4:00 | 0
6 | 2 | 5:00 | 0 | 5:00 | 0
7 | 2 | 6:00 | 0 | 6:00 | 0
8 | 2 | 7:00 | 16.47 | 7:00 | 16.38
9 | 2 | 8:00 | 48.93 | 8:00 | 48.69
10 | 2 | 9:00 | 59.83 | 9:00 | 59.53
11 | 2 | 10:00 | 61.42 | 10:00 | 61.11
12 | 2 | 11:00 | 62.12 | 11:00 | 61.81
13 | 2 | 12:00 | 58.47 | 12:00 | 58.18
14 | 2 | 13:00 | 60.21 | 13:00 | 59.9
15 | 2 | 14:00 | 61.7 | 14:00 | 61.39
16 | 2 | 15:00 | 61.45 | 15:00 | 61.14
17 | 2 | 16:00 | 39.35 | 16:00 | 39.15
18 | 2 | 17:00 | 6.89 | 17:00 | 6.86
19 | 2 | 18:00 | 0 | 18:00 | 0
20 | 2 | 19:00 | 0 | 19:00 | 0
21 | 2 | 20:00 | 0 | 20:00 | 0
22 | 2 | 21:00 | 0 | 21:00 | 0
23 | 2 | 22:00 | 0 | 22:00 | 0
24 | 2 | 23:00 | 0 | 23:00 | 0
1 | 2 | 0:00 | 0 | 0:00 | 0
2 | 2 | 1:00 | 0 | 1:00 | 0
3 | 2 | 2:00 | 0 | 2:00 | 0
4 | 2 | 3:00 | 0 | 3:00 | 0
5 | 2 | 4:00 | 0 | 4:00 | 0
6 | 2 | 5:00 | 0 | 5:00 | 0
7 | 2 | 6:00 | 0 | 6:00 | 0
8 | 2 | 7:00 | 15.58 | 7:00 | 15.5
9 | 2 | 8:00 | 47.84 | 8:00 | 47.6
10 | 2 | 9:00 | 57.1 | 9:00 | 56.82
11 | 2 | 10:00 | 60.85 | 10:00 | 60.55
12 | 2 | 11:00 | 61.96 | 11:00 | 61.65
13 | 2 | 12:00 | 60.86 | 12:00 | 60.56
14 | 2 | 13:00 | 54.9 | 13:00 | 54.63
15 | 2 | 14:00 | 54.95 | 14:00 | 54.68
16 | 2 | 15:00 | 49.18 | 15:00 | 48.94
17 | 2 | 16:00 | 33.74 | 16:00 | 33.57
18 | 2 | 17:00 | 6.29 | 17:00 | 6.26
19 | 2 | 18:00 | 0 | 18:00 | 0
20 | 2 | 19:00 | 0 | 19:00 | 0
21 | 2 | 20:00 | 0 | 20:00 | 0
22 | 2 | 21:00 | 0 | 21:00 | 0
23 | 2 | 22:00 | 0 | 22:00 | 0
24 | 2 | 23:00 | 0 | 23:00 | 0
1 | 2 | 0:00 | 0 | 0:00 | 0
2 | 2 | 1:00 | 0 | 1:00 | 0
3 | 2 | 2:00 | 0 | 2:00 | 0
4 | 2 | 3:00 | 0 | 3:00 | 0
5 | 2 | 4:00 | 0 | 4:00 | 0
6 | 2 | 5:00 | 0 | 5:00 | 0
7 | 2 | 6:00 | 0 | 6:00 | 0
8 | 2 | 7:00 | 12.17 | 7:00 | 12.11
9 | 2 | 8:00 | 36.06 | 8:00 | 35.88
10 | 2 | 9:00 | 47.4 | 9:00 | 47.16
11 | 2 | 10:00 | 57.57 | 10:00 | 57.29
12 | 2 | 11:00 | 62.79 | 11:00 | 62.48
13 | 2 | 12:00 | 61.21 | 12:00 | 60.9
14 | 2 | 13:00 | 63.56 | 13:00 | 63.24
15 | 2 | 14:00 | 64.41 | 14:00 | 64.09
16 | 2 | 15:00 | 57.23 | 15:00 | 56.94
17 | 2 | 16:00 | 37.93 | 16:00 | 37.74
18 | 2 | 17:00 | 6.74 | 17:00 | 6.71
19 | 2 | 18:00 | 0 | 18:00 | 0
20 | 2 | 19:00 | 0 | 19:00 | 0
21 | 2 | 20:00 | 0 | 20:00 | 0
22 | 2 | 21:00 | 0 | 21:00 | 0
23 | 2 | 22:00 | 0 | 22:00 | 0
24 | 2 | 23:00 | 0 | 23:00 | 0
1 | 2 | 0:00 | 0 | 0:00 | 0
2 | 2 | 1:00 | 0 | 1:00 | 0
3 | 2 | 2:00 | 0 | 2:00 | 0
4 | 2 | 3:00 | 0 | 3:00 | 0
5 | 2 | 4:00 | 0 | 4:00 | 0
6 | 2 | 5:00 | 0 | 5:00 | 0
7 | 2 | 6:00 | 0 | 6:00 | 0
8 | 2 | 7:00 | 15.53 | 7:00 | 15.45
9 | 2 | 8:00 | 41.9 | 8:00 | 41.7
10 | 2 | 9:00 | 54.26 | 9:00 | 53.99
11 | 2 | 10:00 | 62.54 | 10:00 | 62.22
12 | 2 | 11:00 | 61.38 | 11:00 | 61.08
13 | 2 | 12:00 | 54.78 | 12:00 | 54.5
14 | 2 | 13:00 | 50.91 | 13:00 | 50.66
15 | 2 | 14:00 | 51.5 | 14:00 | 51.25
16 | 2 | 15:00 | 46.91 | 15:00 | 46.68
17 | 2 | 16:00 | 29.24 | 16:00 | 29.09
18 | 2 | 17:00 | 5.62 | 17:00 | 5.59
19 | 2 | 18:00 | 0 | 18:00 | 0
20 | 2 | 19:00 | 0 | 19:00 | 0
21 | 2 | 20:00 | 0 | 20:00 | 0
22 | 2 | 21:00 | 0 | 21:00 | 0
23 | 2 | 22:00 | 0 | 22:00 | 0
24 | 2 | 23:00 | 0 | 23:00 | 0
1 | 2 | 0:00 | 0 | 0:00 | 0
2 | 2 | 1:00 | 0 | 1:00 | 0
3 | 2 | 2:00 | 0 | 2:00 | 0
4 | 2 | 3:00 | 0 | 3:00 | 0
5 | 2 | 4:00 | 0 | 4:00 | 0
6 | 2 | 5:00 | 0 | 5:00 | 0
7 | 2 | 6:00 | 0 | 6:00 | 0
8 | 2 | 7:00 | 18.77 | 7:00 | 18.68
9 | 2 | 8:00 | 49.57 | 8:00 | 49.33
10 | 2 | 9:00 | 60.6 | 9:00 | 60.3
11 | 2 | 10:00 | 65.88 | 10:00 | 65.55
12 | 2 | 11:00 | 67.29 | 11:00 | 66.96
13 | 2 | 12:00 | 70.48 | 12:00 | 70.13
14 | 2 | 13:00 | 73.25 | 13:00 | 72.88
15 | 2 | 14:00 | 71.98 | 14:00 | 71.62
16 | 2 | 15:00 | 69.96 | 15:00 | 69.61
17 | 2 | 16:00 | 48.44 | 16:00 | 48.2
18 | 2 | 17:00 | 10.01 | 17:00 | 9.96
19 | 2 | 18:00 | 0 | 18:00 | 0
20 | 2 | 19:00 | 0 | 19:00 | 0
21 | 2 | 20:00 | 0 | 20:00 | 0
22 | 2 | 21:00 | 0 | 21:00 | 0
23 | 2 | 22:00 | 0 | 22:00 | 0
24 | 2 | 23:00 | 0 | 23:00 | 0
1 | 2 | 0:00 | 0 | 0:00 | 0
2 | 2 | 1:00 | 0 | 1:00 | 0
3 | 2 | 2:00 | 0 | 2:00 | 0
4 | 2 | 3:00 | 0 | 3:00 | 0
5 | 2 | 4:00 | 0 | 4:00 | 0
6 | 2 | 5:00 | 0 | 5:00 | 0
7 | 2 | 6:00 | 0 | 6:00 | 0
8 | 2 | 7:00 | 24.42 | 7:00 | 24.3
9 | 2 | 8:00 | 66.52 | 8:00 | 66.18
10 | 2 | 9:00 | 70.71 | 9:00 | 70.35
11 | 2 | 10:00 | 74.08 | 10:00 | 73.71
12 | 2 | 11:00 | 73.8 | 11:00 | 73.43
13 | 2 | 12:00 | 73.42 | 12:00 | 73.05
14 | 2 | 13:00 | 73.91 | 13:00 | 73.54
15 | 2 | 14:00 | 70.38 | 14:00 | 70.03
16 | 2 | 15:00 | 61.46 | 15:00 | 61.16
17 | 2 | 16:00 | 46.93 | 16:00 | 46.69
18 | 2 | 17:00 | 10.19 | 17:00 | 10.14
19 | 2 | 18:00 | 0 | 18:00 | 0
20 | 2 | 19:00 | 0 | 19:00 | 0
21 | 2 | 20:00 | 0 | 20:00 | 0
22 | 2 | 21:00 | 0 | 21:00 | 0
23 | 2 | 22:00 | 0 | 22:00 | 0
24 | 2 | 23:00 | 0 | 23:00 | 0
1 | 2 | 0:00 | 0 | 0:00 | 0
2 | 2 | 1:00 | 0 | 1:00 | 0
3 | 2 | 2:00 | 0 | 2:00 | 0
4 | 2 | 3:00 | 0 | 3:00 | 0
5 | 2 | 4:00 | 0 | 4:00 | 0
6 | 2 | 5:00 | 0 | 5:00 | 0
7 | 2 | 6:00 | 0 | 6:00 | 0
8 | 2 | 7:00 | 24.79 | 7:00 | 24.67
9 | 2 | 8:00 | 64.17 | 8:00 | 63.85
10 | 2 | 9:00 | 69.71 | 9:00 | 69.36
11 | 2 | 10:00 | 68.51 | 10:00 | 68.17
12 | 2 | 11:00 | 67.24 | 11:00 | 66.91
13 | 2 | 12:00 | 67.88 | 12:00 | 67.54
14 | 2 | 13:00 | 67.35 | 13:00 | 67.01
15 | 2 | 14:00 | 61.04 | 14:00 | 60.74
16 | 2 | 15:00 | 52.39 | 15:00 | 52.13
17 | 2 | 16:00 | 36.53 | 16:00 | 36.35
18 | 2 | 17:00 | 7.36 | 17:00 | 7.33
19 | 2 | 18:00 | 0 | 18:00 | 0
20 | 2 | 19:00 | 0 | 19:00 | 0
21 | 2 | 20:00 | 0 | 20:00 | 0
22 | 2 | 21:00 | 0 | 21:00 | 0
23 | 2 | 22:00 | 0 | 22:00 | 0
24 | 2 | 23:00 | 0 | 23:00 | 0
1 | 2 | 0:00 | 0 | 0:00 | 0
2 | 2 | 1:00 | 0 | 1:00 | 0
3 | 2 | 2:00 | 0 | 2:00 | 0
4 | 2 | 3:00 | 0 | 3:00 | 0
5 | 2 | 4:00 | 0 | 4:00 | 0
6 | 2 | 5:00 | 0 | 5:00 | 0
7 | 2 | 6:00 | 0 | 6:00 | 0
8 | 2 | 7:00 | 20.69 | 7:00 | 20.59
9 | 2 | 8:00 | 51.48 | 8:00 | 51.23
10 | 2 | 9:00 | 56.22 | 9:00 | 55.94
11 | 2 | 10:00 | 59.84 | 10:00 | 59.54
12 | 2 | 11:00 | 61.47 | 11:00 | 61.17
13 | 2 | 12:00 | 62.87 | 12:00 | 62.55
14 | 2 | 13:00 | 65.69 | 13:00 | 65.36
15 | 2 | 14:00 | 66.25 | 14:00 | 65.91
16 | 2 | 15:00 | 66.95 | 15:00 | 66.62
17 | 2 | 16:00 | 48.53 | 16:00 | 48.28
18 | 2 | 17:00 | 11.42 | 17:00 | 11.36
19 | 2 | 18:00 | 0 | 18:00 | 0
20 | 2 | 19:00 | 0 | 19:00 | 0
21 | 2 | 20:00 | 0 | 20:00 | 0
22 | 2 | 21:00 | 0 | 21:00 | 0
23 | 2 | 22:00 | 0 | 22:00 | 0
24 | 2 | 23:00 | 0 | 23:00 | 0
1 | 2 | 0:00 | 0 | 0:00 | 0
2 | 2 | 1:00 | 0 | 1:00 | 0
3 | 2 | 2:00 | 0 | 2:00 | 0
4 | 2 | 3:00 | 0 | 3:00 | 0
5 | 2 | 4:00 | 0 | 4:00 | 0
6 | 2 | 5:00 | 0 | 5:00 | 0
7 | 2 | 6:00 | 0 | 6:00 | 0
8 | 2 | 7:00 | 22.36 | 7:00 | 22.25
9 | 2 | 8:00 | 55.98 | 8:00 | 55.7
10 | 2 | 9:00 | 62.51 | 9:00 | 62.19
11 | 2 | 10:00 | 67.83 | 10:00 | 67.49
12 | 2 | 11:00 | 70.44 | 11:00 | 70.08
13 | 2 | 12:00 | 62.16 | 12:00 | 61.85
14 | 2 | 13:00 | 61.11 | 13:00 | 60.8
15 | 2 | 14:00 | 58.71 | 14:00 | 58.41
16 | 2 | 15:00 | 49.71 | 15:00 | 49.46
17 | 2 | 16:00 | 36.35 | 16:00 | 36.17
18 | 2 | 17:00 | 9.49 | 17:00 | 9.44
19 | 2 | 18:00 | 0 | 18:00 | 0
20 | 2 | 19:00 | 0 | 19:00 | 0
21 | 2 | 20:00 | 0 | 20:00 | 0
22 | 2 | 21:00 | 0 | 21:00 | 0
23 | 2 | 22:00 | 0 | 22:00 | 0
24 | 2 | 23:00 | 0 | 23:00 | 0
1 | 3 | 0:00 | 0 | 0:00 | 0
2 | 3 | 1:00 | 0 | 1:00 | 0
3 | 3 | 2:00 | 0 | 2:00 | 0
4 | 3 | 3:00 | 0 | 3:00 | 0
5 | 3 | 4:00 | 0 | 4:00 | 0
6 | 3 | 5:00 | 0 | 5:00 | 0
7 | 3 | 6:00 | 0.04 | 6:00 | 0.04
8 | 3 | 7:00 | 26.61 | 7:00 | 26.47
9 | 3 | 8:00 | 63.67 | 8:00 | 63.35
10 | 3 | 9:00 | 67.11 | 9:00 | 66.77
11 | 3 | 10:00 | 65.08 | 10:00 | 64.76
12 | 3 | 11:00 | 67.25 | 11:00 | 66.91
13 | 3 | 12:00 | 69.69 | 12:00 | 69.34
14 | 3 | 13:00 | 71.98 | 13:00 | 71.62
15 | 3 | 14:00 | 71.4 | 14:00 | 71.05
16 | 3 | 15:00 | 67.25 | 15:00 | 66.91
17 | 3 | 16:00 | 52.89 | 16:00 | 52.63
18 | 3 | 17:00 | 13.39 | 17:00 | 13.33
19 | 3 | 18:00 | 0 | 18:00 | 0
20 | 3 | 19:00 | 0 | 19:00 | 0
21 | 3 | 20:00 | 0 | 20:00 | 0
22 | 3 | 21:00 | 0 | 21:00 | 0
23 | 3 | 22:00 | 0 | 22:00 | 0
24 | 3 | 23:00 | 0 | 23:00 | 0
1 | 3 | 0:00 | 0 | 0:00 | 0
2 | 3 | 1:00 | 0 | 1:00 | 0
3 | 3 | 2:00 | 0 | 2:00 | 0
4 | 3 | 3:00 | 0 | 3:00 | 0
5 | 3 | 4:00 | 0 | 4:00 | 0
6 | 3 | 5:00 | 0 | 5:00 | 0
7 | 3 | 6:00 | 0.18 | 6:00 | 0.18
8 | 3 | 7:00 | 25.67 | 7:00 | 25.54
9 | 3 | 8:00 | 61.88 | 8:00 | 61.57
10 | 3 | 9:00 | 62.25 | 9:00 | 61.94
11 | 3 | 10:00 | 65.26 | 10:00 | 64.94
12 | 3 | 11:00 | 68.78 | 11:00 | 68.44
13 | 3 | 12:00 | 69.65 | 12:00 | 69.3
14 | 3 | 13:00 | 70.68 | 13:00 | 70.33
15 | 3 | 14:00 | 67.8 | 14:00 | 67.46
16 | 3 | 15:00 | 69.41 | 15:00 | 69.07
17 | 3 | 16:00 | 52.13 | 16:00 | 51.87
18 | 3 | 17:00 | 13.45 | 17:00 | 13.39
19 | 3 | 18:00 | 0 | 18:00 | 0
20 | 3 | 19:00 | 0 | 19:00 | 0
21 | 3 | 20:00 | 0 | 20:00 | 0
22 | 3 | 21:00 | 0 | 21:00 | 0
23 | 3 | 22:00 | 0 | 22:00 | 0
24 | 3 | 23:00 | 0 | 23:00 | 0
1 | 3 | 0:00 | 0 | 0:00 | 0
2 | 3 | 1:00 | 0 | 1:00 | 0
3 | 3 | 2:00 | 0 | 2:00 | 0
4 | 3 | 3:00 | 0 | 3:00 | 0
5 | 3 | 4:00 | 0 | 4:00 | 0
6 | 3 | 5:00 | 0 | 5:00 | 0
7 | 3 | 6:00 | 0.52 | 6:00 | 0.52
8 | 3 | 7:00 | 27.78 | 7:00 | 27.64
9 | 3 | 8:00 | 63.71 | 8:00 | 63.39
10 | 3 | 9:00 | 68.41 | 9:00 | 68.07
11 | 3 | 10:00 | 69.51 | 10:00 | 69.16
12 | 3 | 11:00 | 73.42 | 11:00 | 73.05
13 | 3 | 12:00 | 73.09 | 12:00 | 72.73
14 | 3 | 13:00 | 71.55 | 13:00 | 71.19
15 | 3 | 14:00 | 71.76 | 14:00 | 71.4
16 | 3 | 15:00 | 68.14 | 15:00 | 67.8
17 | 3 | 16:00 | 51.3 | 16:00 | 51.04
18 | 3 | 17:00 | 13.37 | 17:00 | 13.3
19 | 3 | 18:00 | 0 | 18:00 | 0
20 | 3 | 19:00 | 0 | 19:00 | 0
21 | 3 | 20:00 | 0 | 20:00 | 0
22 | 3 | 21:00 | 0 | 21:00 | 0
23 | 3 | 22:00 | 0 | 22:00 | 0
24 | 3 | 23:00 | 0 | 23:00 | 0
1 | 3 | 0:00 | 0 | 0:00 | 0
2 | 3 | 1:00 | 0 | 1:00 | 0
3 | 3 | 2:00 | 0 | 2:00 | 0
4 | 3 | 3:00 | 0 | 3:00 | 0
5 | 3 | 4:00 | 0 | 4:00 | 0
6 | 3 | 5:00 | 0 | 5:00 | 0
7 | 3 | 6:00 | 0.61 | 6:00 | 0.6
8 | 3 | 7:00 | 27.92 | 7:00 | 27.78
9 | 3 | 8:00 | 63.46 | 8:00 | 63.14
10 | 3 | 9:00 | 73.04 | 9:00 | 72.67
11 | 3 | 10:00 | 83.73 | 10:00 | 83.31
12 | 3 | 11:00 | 85.97 | 11:00 | 85.54
13 | 3 | 12:00 | 85.36 | 12:00 | 84.94
14 | 3 | 13:00 | 85.64 | 13:00 | 85.22
15 | 3 | 14:00 | 85.3 | 14:00 | 84.87
16 | 3 | 15:00 | 78.19 | 15:00 | 77.8
17 | 3 | 16:00 | 61.55 | 16:00 | 61.24
18 | 3 | 17:00 | 16.1 | 17:00 | 16.02
19 | 3 | 18:00 | 0 | 18:00 | 0
20 | 3 | 19:00 | 0 | 19:00 | 0
21 | 3 | 20:00 | 0 | 20:00 | 0
22 | 3 | 21:00 | 0 | 21:00 | 0
23 | 3 | 22:00 | 0 | 22:00 | 0
24 | 3 | 23:00 | 0 | 23:00 | 0
1 | 3 | 0:00 | 0 | 0:00 | 0
2 | 3 | 1:00 | 0 | 1:00 | 0
3 | 3 | 2:00 | 0 | 2:00 | 0
4 | 3 | 3:00 | 0 | 3:00 | 0
5 | 3 | 4:00 | 0 | 4:00 | 0
6 | 3 | 5:00 | 0 | 5:00 | 0
7 | 3 | 6:00 | 0.57 | 6:00 | 0.57
8 | 3 | 7:00 | 25.15 | 7:00 | 25.03
9 | 3 | 8:00 | 61.13 | 8:00 | 60.83
10 | 3 | 9:00 | 67.17 | 9:00 | 66.84
11 | 3 | 10:00 | 74.79 | 10:00 | 74.42
12 | 3 | 11:00 | 78.26 | 11:00 | 77.87
13 | 3 | 12:00 | 79.47 | 12:00 | 79.08
14 | 3 | 13:00 | 76.08 | 13:00 | 75.7
15 | 3 | 14:00 | 75.51 | 14:00 | 75.13
16 | 3 | 15:00 | 68.83 | 15:00 | 68.49
17 | 3 | 16:00 | 49.84 | 16:00 | 49.59
18 | 3 | 17:00 | 13.66 | 17:00 | 13.59
19 | 3 | 18:00 | 0 | 18:00 | 0
20 | 3 | 19:00 | 0 | 19:00 | 0
21 | 3 | 20:00 | 0 | 20:00 | 0
22 | 3 | 21:00 | 0 | 21:00 | 0
23 | 3 | 22:00 | 0 | 22:00 | 0
24 | 3 | 23:00 | 0 | 23:00 | 0
1 | 3 | 0:00 | 0 | 0:00 | 0
2 | 3 | 1:00 | 0 | 1:00 | 0
3 | 3 | 2:00 | 0 | 2:00 | 0
4 | 3 | 3:00 | 0 | 3:00 | 0
5 | 3 | 4:00 | 0 | 4:00 | 0
6 | 3 | 5:00 | 0 | 5:00 | 0
7 | 3 | 6:00 | 0.88 | 6:00 | 0.87
8 | 3 | 7:00 | 25.36 | 7:00 | 25.23
9 | 3 | 8:00 | 53.36 | 8:00 | 53.09
10 | 3 | 9:00 | 59.1 | 9:00 | 58.8
11 | 3 | 10:00 | 66.69 | 10:00 | 66.36
12 | 3 | 11:00 | 64.44 | 11:00 | 64.12
13 | 3 | 12:00 | 63.57 | 12:00 | 63.25
14 | 3 | 13:00 | 61.08 | 13:00 | 60.78
15 | 3 | 14:00 | 56.03 | 14:00 | 55.75
16 | 3 | 15:00 | 45.08 | 15:00 | 44.86
17 | 3 | 16:00 | 32.71 | 16:00 | 32.54
18 | 3 | 17:00 | 9.67 | 17:00 | 9.62
19 | 3 | 18:00 | 0 | 18:00 | 0
20 | 3 | 19:00 | 0 | 19:00 | 0
21 | 3 | 20:00 | 0 | 20:00 | 0
22 | 3 | 21:00 | 0 | 21:00 | 0
23 | 3 | 22:00 | 0 | 22:00 | 0
24 | 3 | 23:00 | 0 | 23:00 | 0
1 | 3 | 0:00 | 0 | 0:00 | 0
2 | 3 | 1:00 | 0 | 1:00 | 0
3 | 3 | 2:00 | 0 | 2:00 | 0
4 | 3 | 3:00 | 0 | 3:00 | 0
5 | 3 | 4:00 | 0 | 4:00 | 0
6 | 3 | 5:00 | 0 | 5:00 | 0
7 | 3 | 6:00 | 0.95 | 6:00 | 0.94
8 | 3 | 7:00 | 26.55 | 7:00 | 26.42
9 | 3 | 8:00 | 58.35 | 8:00 | 58.06
10 | 3 | 9:00 | 65.92 | 9:00 | 65.59
11 | 3 | 10:00 | 68.59 | 10:00 | 68.25
12 | 3 | 11:00 | 70.38 | 11:00 | 70.03
13 | 3 | 12:00 | 71.39 | 12:00 | 71.03
14 | 3 | 13:00 | 72.84 | 13:00 | 72.47
15 | 3 | 14:00 | 72.04 | 14:00 | 71.68
16 | 3 | 15:00 | 61.34 | 15:00 | 61.03
17 | 3 | 16:00 | 50.78 | 16:00 | 50.53
18 | 3 | 17:00 | 13.56 | 17:00 | 13.49
19 | 3 | 18:00 | 0 | 18:00 | 0
20 | 3 | 19:00 | 0 | 19:00 | 0
21 | 3 | 20:00 | 0 | 20:00 | 0
22 | 3 | 21:00 | 0 | 21:00 | 0
23 | 3 | 22:00 | 0 | 22:00 | 0
24 | 3 | 23:00 | 0 | 23:00 | 0
1 | 3 | 0:00 | 0 | 0:00 | 0
2 | 3 | 1:00 | 0 | 1:00 | 0
3 | 3 | 2:00 | 0 | 2:00 | 0
4 | 3 | 3:00 | 0 | 3:00 | 0
5 | 3 | 4:00 | 0 | 4:00 | 0
6 | 3 | 5:00 | 0 | 5:00 | 0
7 | 3 | 6:00 | 1.68 | 6:00 | 1.67
8 | 3 | 7:00 | 33.89 | 7:00 | 33.72
9 | 3 | 8:00 | 65.02 | 8:00 | 64.69
10 | 3 | 9:00 | 75.08 | 9:00 | 74.71
11 | 3 | 10:00 | 78.98 | 10:00 | 78.59
12 | 3 | 11:00 | 81.34 | 11:00 | 80.93
13 | 3 | 12:00 | 77.15 | 12:00 | 76.77
14 | 3 | 13:00 | 74.74 | 13:00 | 74.37
15 | 3 | 14:00 | 73.93 | 14:00 | 73.56
16 | 3 | 15:00 | 67.61 | 15:00 | 67.27
17 | 3 | 16:00 | 47.58 | 16:00 | 47.34
18 | 3 | 17:00 | 13.5 | 17:00 | 13.44
19 | 3 | 18:00 | 0 | 18:00 | 0
20 | 3 | 19:00 | 0 | 19:00 | 0
21 | 3 | 20:00 | 0 | 20:00 | 0
22 | 3 | 21:00 | 0 | 21:00 | 0
23 | 3 | 22:00 | 0 | 22:00 | 0
24 | 3 | 23:00 | 0 | 23:00 | 0
1 | 3 | 0:00 | 0 | 0:00 | 0
2 | 3 | 1:00 | 0 | 1:00 | 0
3 | 3 | 2:00 | 0 | 2:00 | 0
4 | 3 | 3:00 | 0 | 3:00 | 0
5 | 3 | 4:00 | 0 | 4:00 | 0
6 | 3 | 5:00 | 0 | 5:00 | 0
7 | 3 | 6:00 | 1.61 | 6:00 | 1.6
8 | 3 | 7:00 | 27.12 | 7:00 | 26.99
9 | 3 | 8:00 | 54.63 | 8:00 | 54.35
10 | 3 | 9:00 | 62.14 | 9:00 | 61.83
11 | 3 | 10:00 | 67.53 | 10:00 | 67.19
12 | 3 | 11:00 | 71.52 | 11:00 | 71.17
13 | 3 | 12:00 | 71.55 | 12:00 | 71.19
14 | 3 | 13:00 | 67.7 | 13:00 | 67.36
15 | 3 | 14:00 | 67.19 | 14:00 | 66.85
16 | 3 | 15:00 | 66.91 | 15:00 | 66.57
17 | 3 | 16:00 | 49.35 | 16:00 | 49.1
18 | 3 | 17:00 | 14.56 | 17:00 | 14.49
19 | 3 | 18:00 | 0 | 18:00 | 0
20 | 3 | 19:00 | 0 | 19:00 | 0
21 | 3 | 20:00 | 0 | 20:00 | 0
22 | 3 | 21:00 | 0 | 21:00 | 0
23 | 3 | 22:00 | 0 | 22:00 | 0
24 | 3 | 23:00 | 0 | 23:00 | 0
1 | 3 | 0:00 | 0 | 0:00 | 0
2 | 3 | 1:00 | 0 | 1:00 | 0
3 | 3 | 2:00 | 0 | 2:00 | 0
4 | 3 | 3:00 | 0 | 3:00 | 0
5 | 3 | 4:00 | 0 | 4:00 | 0
6 | 3 | 5:00 | 0 | 5:00 | 0
7 | 3 | 6:00 | 2.1 | 6:00 | 2.09
8 | 3 | 7:00 | 31.42 | 7:00 | 31.26
9 | 3 | 8:00 | 60.83 | 8:00 | 60.53
10 | 3 | 9:00 | 69.08 | 9:00 | 68.73
11 | 3 | 10:00 | 73.75 | 10:00 | 73.39
12 | 3 | 11:00 | 74.24 | 11:00 | 73.87
13 | 3 | 12:00 | 72.65 | 12:00 | 72.28
14 | 3 | 13:00 | 70.02 | 13:00 | 69.67
15 | 3 | 14:00 | 70.16 | 14:00 | 69.81
16 | 3 | 15:00 | 65.61 | 15:00 | 65.28
17 | 3 | 16:00 | 52.39 | 16:00 | 52.13
18 | 3 | 17:00 | 15.41 | 17:00 | 15.34
19 | 3 | 18:00 | 0 | 18:00 | 0
20 | 3 | 19:00 | 0 | 19:00 | 0
21 | 3 | 20:00 | 0 | 20:00 | 0
22 | 3 | 21:00 | 0 | 21:00 | 0
23 | 3 | 22:00 | 0 | 22:00 | 0
24 | 3 | 23:00 | 0 | 23:00 | 0
1 | 3 | 0:00 | 0 | 0:00 | 0
2 | 3 | 1:00 | 0 | 1:00 | 0
3 | 3 | 2:00 | 0 | 2:00 | 0
4 | 3 | 3:00 | 0 | 3:00 | 0
5 | 3 | 4:00 | 0 | 4:00 | 0
6 | 3 | 5:00 | 0 | 5:00 | 0
7 | 3 | 6:00 | 2.32 | 6:00 | 2.31
8 | 3 | 7:00 | 25.82 | 7:00 | 25.69
9 | 3 | 8:00 | 46.21 | 8:00 | 45.98
10 | 3 | 9:00 | 57.69 | 9:00 | 57.4
11 | 3 | 10:00 | 64.46 | 10:00 | 64.14
12 | 3 | 11:00 | 64.98 | 11:00 | 64.66
13 | 3 | 12:00 | 64.82 | 12:00 | 64.5
14 | 3 | 13:00 | 65.46 | 13:00 | 65.13
15 | 3 | 14:00 | 62.06 | 14:00 | 61.75
16 | 3 | 15:00 | 56.39 | 15:00 | 56.1
17 | 3 | 16:00 | 43.99 | 16:00 | 43.77
18 | 3 | 17:00 | 13.36 | 17:00 | 13.3
19 | 3 | 18:00 | 0 | 18:00 | 0
20 | 3 | 19:00 | 0 | 19:00 | 0
21 | 3 | 20:00 | 0 | 20:00 | 0
22 | 3 | 21:00 | 0 | 21:00 | 0
23 | 3 | 22:00 | 0 | 22:00 | 0
24 | 3 | 23:00 | 0 | 23:00 | 0
1 | 3 | 0:00 | 0 | 0:00 | 0
2 | 3 | 1:00 | 0 | 1:00 | 0
3 | 3 | 2:00 | 0 | 2:00 | 0
4 | 3 | 3:00 | 0 | 3:00 | 0
5 | 3 | 4:00 | 0 | 4:00 | 0
6 | 3 | 5:00 | 0 | 5:00 | 0
7 | 3 | 6:00 | 2.28 | 6:00 | 2.27
8 | 3 | 7:00 | 26.95 | 7:00 | 26.81
9 | 3 | 8:00 | 51.54 | 8:00 | 51.28
10 | 3 | 9:00 | 58.79 | 9:00 | 58.5
11 | 3 | 10:00 | 59.47 | 10:00 | 59.17
12 | 3 | 11:00 | 66.5 | 11:00 | 66.16
13 | 3 | 12:00 | 67.44 | 12:00 | 67.1
14 | 3 | 13:00 | 63.67 | 13:00 | 63.35
15 | 3 | 14:00 | 59.12 | 14:00 | 58.82
16 | 3 | 15:00 | 55.39 | 15:00 | 55.11
17 | 3 | 16:00 | 39.39 | 16:00 | 39.19
18 | 3 | 17:00 | 13.26 | 17:00 | 13.19
19 | 3 | 18:00 | 0 | 18:00 | 0
20 | 3 | 19:00 | 0 | 19:00 | 0
21 | 3 | 20:00 | 0 | 20:00 | 0
22 | 3 | 21:00 | 0 | 21:00 | 0
23 | 3 | 22:00 | 0 | 22:00 | 0
24 | 3 | 23:00 | 0 | 23:00 | 0
1 | 3 | 0:00 | 0 | 0:00 | 0
2 | 3 | 1:00 | 0 | 1:00 | 0
3 | 3 | 2:00 | 0 | 2:00 | 0
4 | 3 | 3:00 | 0 | 3:00 | 0
5 | 3 | 4:00 | 0 | 4:00 | 0
6 | 3 | 5:00 | 0 | 5:00 | 0
7 | 3 | 6:00 | 2.9 | 6:00 | 2.89
8 | 3 | 7:00 | 30.22 | 7:00 | 30.07
9 | 3 | 8:00 | 54.54 | 8:00 | 54.27
10 | 3 | 9:00 | 60.45 | 9:00 | 60.14
11 | 3 | 10:00 | 62.04 | 10:00 | 61.73
12 | 3 | 11:00 | 63.29 | 11:00 | 62.97
13 | 3 | 12:00 | 62.45 | 12:00 | 62.14
14 | 3 | 13:00 | 63.52 | 13:00 | 63.21
15 | 3 | 14:00 | 64.25 | 14:00 | 63.93
16 | 3 | 15:00 | 62.23 | 15:00 | 61.92
17 | 3 | 16:00 | 46.68 | 16:00 | 46.45
18 | 3 | 17:00 | 13.99 | 17:00 | 13.92
19 | 3 | 18:00 | 0 | 18:00 | 0
20 | 3 | 19:00 | 0 | 19:00 | 0
21 | 3 | 20:00 | 0 | 20:00 | 0
22 | 3 | 21:00 | 0 | 21:00 | 0
23 | 3 | 22:00 | 0 | 22:00 | 0
24 | 3 | 23:00 | 0 | 23:00 | 0
1 | 3 | 0:00 | 0 | 0:00 | 0
2 | 3 | 1:00 | 0 | 1:00 | 0
3 | 3 | 2:00 | 0 | 2:00 | 0
4 | 3 | 3:00 | 0 | 3:00 | 0
5 | 3 | 4:00 | 0 | 4:00 | 0
6 | 3 | 5:00 | 0 | 5:00 | 0
7 | 3 | 6:00 | 3.51 | 6:00 | 3.49
8 | 3 | 7:00 | 32.9 | 7:00 | 32.74
9 | 3 | 8:00 | 52.35 | 8:00 | 52.09
10 | 3 | 9:00 | 61.98 | 9:00 | 61.67
11 | 3 | 10:00 | 67.2 | 10:00 | 66.87
12 | 3 | 11:00 | 73.12 | 11:00 | 72.75
13 | 3 | 12:00 | 72.34 | 12:00 | 71.98
14 | 3 | 13:00 | 73.15 | 13:00 | 72.78
15 | 3 | 14:00 | 74.99 | 14:00 | 74.61
16 | 3 | 15:00 | 69.75 | 15:00 | 69.4
17 | 3 | 16:00 | 52.84 | 16:00 | 52.58
18 | 3 | 17:00 | 17.76 | 17:00 | 17.67
19 | 3 | 18:00 | 0 | 18:00 | 0
20 | 3 | 19:00 | 0 | 19:00 | 0
21 | 3 | 20:00 | 0 | 20:00 | 0
22 | 3 | 21:00 | 0 | 21:00 | 0
23 | 3 | 22:00 | 0 | 22:00 | 0
24 | 3 | 23:00 | 0 | 23:00 | 0
1 | 3 | 0:00 | 0 | 0:00 | 0
2 | 3 | 1:00 | 0 | 1:00 | 0
3 | 3 | 2:00 | 0 | 2:00 | 0
4 | 3 | 3:00 | 0 | 3:00 | 0
5 | 3 | 4:00 | 0 | 4:00 | 0
6 | 3 | 5:00 | 0 | 5:00 | 0
7 | 3 | 6:00 | 4.16 | 6:00 | 4.14
8 | 3 | 7:00 | 37.48 | 7:00 | 37.29
9 | 3 | 8:00 | 62.35 | 8:00 | 62.04
10 | 3 | 9:00 | 70.83 | 9:00 | 70.48
11 | 3 | 10:00 | 71.08 | 10:00 | 70.72
12 | 3 | 11:00 | 75.09 | 11:00 | 74.71
13 | 3 | 12:00 | 76.99 | 12:00 | 76.61
14 | 3 | 13:00 | 71.66 | 13:00 | 71.3
15 | 3 | 14:00 | 68.3 | 14:00 | 67.96
16 | 3 | 15:00 | 64.93 | 15:00 | 64.6
17 | 3 | 16:00 | 54.9 | 16:00 | 54.62
18 | 3 | 17:00 | 18.26 | 17:00 | 18.17
19 | 3 | 18:00 | 0 | 18:00 | 0
20 | 3 | 19:00 | 0 | 19:00 | 0
21 | 3 | 20:00 | 0 | 20:00 | 0
22 | 3 | 21:00 | 0 | 21:00 | 0
23 | 3 | 22:00 | 0 | 22:00 | 0
24 | 3 | 23:00 | 0 | 23:00 | 0
1 | 3 | 0:00 | 0 | 0:00 | 0
2 | 3 | 1:00 | 0 | 1:00 | 0
3 | 3 | 2:00 | 0 | 2:00 | 0
4 | 3 | 3:00 | 0 | 3:00 | 0
5 | 3 | 4:00 | 0 | 4:00 | 0
6 | 3 | 5:00 | 0 | 5:00 | 0
7 | 3 | 6:00 | 3.69 | 6:00 | 3.67
8 | 3 | 7:00 | 28.99 | 7:00 | 28.85
9 | 3 | 8:00 | 47.15 | 8:00 | 46.91
10 | 3 | 9:00 | 56.46 | 9:00 | 56.18
11 | 3 | 10:00 | 70.93 | 10:00 | 70.57
12 | 3 | 11:00 | 69.65 | 11:00 | 69.3
13 | 3 | 12:00 | 62.37 | 12:00 | 62.06
14 | 3 | 13:00 | 62.7 | 13:00 | 62.39
15 | 3 | 14:00 | 64.82 | 14:00 | 64.5
16 | 3 | 15:00 | 64.32 | 15:00 | 63.99
17 | 3 | 16:00 | 50.78 | 16:00 | 50.53
18 | 3 | 17:00 | 16.9 | 17:00 | 16.82
19 | 3 | 18:00 | 0 | 18:00 | 0
20 | 3 | 19:00 | 0 | 19:00 | 0
21 | 3 | 20:00 | 0 | 20:00 | 0
22 | 3 | 21:00 | 0 | 21:00 | 0
23 | 3 | 22:00 | 0 | 22:00 | 0
24 | 3 | 23:00 | 0 | 23:00 | 0
1 | 3 | 0:00 | 0 | 0:00 | 0
2 | 3 | 1:00 | 0 | 1:00 | 0
3 | 3 | 2:00 | 0 | 2:00 | 0
4 | 3 | 3:00 | 0 | 3:00 | 0
5 | 3 | 4:00 | 0 | 4:00 | 0
6 | 3 | 5:00 | 0 | 5:00 | 0
7 | 3 | 6:00 | 4.28 | 6:00 | 4.26
8 | 3 | 7:00 | 29.58 | 7:00 | 29.43
9 | 3 | 8:00 | 50.81 | 8:00 | 50.56
10 | 3 | 9:00 | 55.24 | 9:00 | 54.96
11 | 3 | 10:00 | 64.04 | 10:00 | 63.72
12 | 3 | 11:00 | 66.06 | 11:00 | 65.73
13 | 3 | 12:00 | 60.89 | 12:00 | 60.58
14 | 3 | 13:00 | 62.82 | 13:00 | 62.51
15 | 3 | 14:00 | 63.39 | 14:00 | 63.07
16 | 3 | 15:00 | 59.54 | 15:00 | 59.24
17 | 3 | 16:00 | 43.84 | 16:00 | 43.62
18 | 3 | 17:00 | 13.54 | 17:00 | 13.47
19 | 3 | 18:00 | 0 | 18:00 | 0
20 | 3 | 19:00 | 0 | 19:00 | 0
21 | 3 | 20:00 | 0 | 20:00 | 0
22 | 3 | 21:00 | 0 | 21:00 | 0
23 | 3 | 22:00 | 0 | 22:00 | 0
24 | 3 | 23:00 | 0 | 23:00 | 0
1 | 3 | 0:00 | 0 | 0:00 | 0
2 | 3 | 1:00 | 0 | 1:00 | 0
3 | 3 | 2:00 | 0 | 2:00 | 0
4 | 3 | 3:00 | 0 | 3:00 | 0
5 | 3 | 4:00 | 0 | 4:00 | 0
6 | 3 | 5:00 | 0 | 5:00 | 0
7 | 3 | 6:00 | 4.96 | 6:00 | 4.94
8 | 3 | 7:00 | 35.8 | 7:00 | 35.62
9 | 3 | 8:00 | 60.6 | 8:00 | 60.3
10 | 3 | 9:00 | 71.15 | 9:00 | 70.8
11 | 3 | 10:00 | 74.03 | 10:00 | 73.66
12 | 3 | 11:00 | 70.42 | 11:00 | 70.07
13 | 3 | 12:00 | 66.58 | 12:00 | 66.24
14 | 3 | 13:00 | 67.42 | 13:00 | 67.08
15 | 3 | 14:00 | 66.73 | 14:00 | 66.4
16 | 3 | 15:00 | 61.31 | 15:00 | 61
17 | 3 | 16:00 | 47.19 | 16:00 | 46.96
18 | 3 | 17:00 | 16.64 | 17:00 | 16.56
19 | 3 | 18:00 | 0 | 18:00 | 0
20 | 3 | 19:00 | 0 | 19:00 | 0
21 | 3 | 20:00 | 0 | 20:00 | 0
22 | 3 | 21:00 | 0 | 21:00 | 0
23 | 3 | 22:00 | 0 | 22:00 | 0
24 | 3 | 23:00 | 0 | 23:00 | 0
1 | 3 | 0:00 | 0 | 0:00 | 0
2 | 3 | 1:00 | 0 | 1:00 | 0
3 | 3 | 2:00 | 0 | 2:00 | 0
4 | 3 | 3:00 | 0 | 3:00 | 0
5 | 3 | 4:00 | 0 | 4:00 | 0
6 | 3 | 5:00 | 0 | 5:00 | 0
7 | 3 | 6:00 | 5.69 | 6:00 | 5.66
8 | 3 | 7:00 | 39.05 | 7:00 | 38.85
9 | 3 | 8:00 | 59.76 | 8:00 | 59.47
10 | 3 | 9:00 | 64.58 | 9:00 | 64.26
11 | 3 | 10:00 | 70.95 | 10:00 | 70.6
12 | 3 | 11:00 | 70.01 | 11:00 | 69.66
13 | 3 | 12:00 | 67.12 | 12:00 | 66.79
14 | 3 | 13:00 | 64.15 | 13:00 | 63.83
15 | 3 | 14:00 | 65.31 | 14:00 | 64.99
16 | 3 | 15:00 | 63.66 | 15:00 | 63.34
17 | 3 | 16:00 | 51.78 | 16:00 | 51.52
18 | 3 | 17:00 | 17.99 | 17:00 | 17.9
19 | 3 | 18:00 | 0 | 18:00 | 0
20 | 3 | 19:00 | 0 | 19:00 | 0
21 | 3 | 20:00 | 0 | 20:00 | 0
22 | 3 | 21:00 | 0 | 21:00 | 0
23 | 3 | 22:00 | 0 | 22:00 | 0
24 | 3 | 23:00 | 0 | 23:00 | 0
1 | 3 | 0:00 | 0 | 0:00 | 0
2 | 3 | 1:00 | 0 | 1:00 | 0
3 | 3 | 2:00 | 0 | 2:00 | 0
4 | 3 | 3:00 | 0 | 3:00 | 0
5 | 3 | 4:00 | 0 | 4:00 | 0
6 | 3 | 5:00 | 0 | 5:00 | 0
7 | 3 | 6:00 | 6.07 | 6:00 | 6.04
8 | 3 | 7:00 | 41.94 | 7:00 | 41.73
9 | 3 | 8:00 | 60.5 | 8:00 | 60.19
10 | 3 | 9:00 | 75.44 | 9:00 | 75.06
11 | 3 | 10:00 | 80.87 | 10:00 | 80.46
12 | 3 | 11:00 | 84.46 | 11:00 | 84.04
13 | 3 | 12:00 | 84.83 | 12:00 | 84.4
14 | 3 | 13:00 | 81.75 | 13:00 | 81.35
15 | 3 | 14:00 | 82.94 | 14:00 | 82.52
16 | 3 | 15:00 | 79.75 | 15:00 | 79.36
17 | 3 | 16:00 | 64.19 | 16:00 | 63.87
18 | 3 | 17:00 | 22.22 | 17:00 | 22.11
19 | 3 | 18:00 | 0 | 18:00 | 0
20 | 3 | 19:00 | 0 | 19:00 | 0
21 | 3 | 20:00 | 0 | 20:00 | 0
22 | 3 | 21:00 | 0 | 21:00 | 0
23 | 3 | 22:00 | 0 | 22:00 | 0
24 | 3 | 23:00 | 0 | 23:00 | 0
1 | 3 | 0:00 | 0 | 0:00 | 0
2 | 3 | 1:00 | 0 | 1:00 | 0
3 | 3 | 2:00 | 0 | 2:00 | 0
4 | 3 | 3:00 | 0 | 3:00 | 0
5 | 3 | 4:00 | 0 | 4:00 | 0
6 | 3 | 5:00 | 0 | 5:00 | 0
7 | 3 | 6:00 | 6.12 | 6:00 | 6.09
8 | 3 | 7:00 | 40.85 | 7:00 | 40.65
9 | 3 | 8:00 | 62.71 | 8:00 | 62.4
10 | 3 | 9:00 | 69.35 | 9:00 | 69.01
11 | 3 | 10:00 | 78.24 | 10:00 | 77.85
12 | 3 | 11:00 | 79.49 | 11:00 | 79.09
13 | 3 | 12:00 | 78.44 | 12:00 | 78.05
14 | 3 | 13:00 | 76.76 | 13:00 | 76.38
15 | 3 | 14:00 | 75.27 | 14:00 | 74.89
16 | 3 | 15:00 | 70.47 | 15:00 | 70.11
17 | 3 | 16:00 | 55.11 | 16:00 | 54.83
18 | 3 | 17:00 | 18.98 | 17:00 | 18.89
19 | 3 | 18:00 | 0 | 18:00 | 0
20 | 3 | 19:00 | 0 | 19:00 | 0
21 | 3 | 20:00 | 0 | 20:00 | 0
22 | 3 | 21:00 | 0 | 21:00 | 0
23 | 3 | 22:00 | 0 | 22:00 | 0
24 | 3 | 23:00 | 0 | 23:00 | 0
1 | 3 | 0:00 | 0 | 0:00 | 0
2 | 3 | 1:00 | 0 | 1:00 | 0
3 | 3 | 2:00 | 0 | 2:00 | 0
4 | 3 | 3:00 | 0 | 3:00 | 0
5 | 3 | 4:00 | 0 | 4:00 | 0
6 | 3 | 5:00 | 0 | 5:00 | 0
7 | 3 | 6:00 | 7.74 | 6:00 | 7.7
8 | 3 | 7:00 | 46.97 | 7:00 | 46.73
9 | 3 | 8:00 | 69.57 | 8:00 | 69.22
10 | 3 | 9:00 | 72.09 | 9:00 | 71.73
11 | 3 | 10:00 | 79 | 10:00 | 78.61
12 | 3 | 11:00 | 83.41 | 11:00 | 82.99
13 | 3 | 12:00 | 84.83 | 12:00 | 84.41
14 | 3 | 13:00 | 82.48 | 13:00 | 82.07
15 | 3 | 14:00 | 77.92 | 14:00 | 77.53
16 | 3 | 15:00 | 72.09 | 15:00 | 71.73
17 | 3 | 16:00 | 60.02 | 16:00 | 59.72
18 | 3 | 17:00 | 20.38 | 17:00 | 20.28
19 | 3 | 18:00 | 0 | 18:00 | 0
20 | 3 | 19:00 | 0 | 19:00 | 0
21 | 3 | 20:00 | 0 | 20:00 | 0
22 | 3 | 21:00 | 0 | 21:00 | 0
23 | 3 | 22:00 | 0 | 22:00 | 0
24 | 3 | 23:00 | 0 | 23:00 | 0
1 | 3 | 0:00 | 0 | 0:00 | 0
2 | 3 | 1:00 | 0 | 1:00 | 0
3 | 3 | 2:00 | 0 | 2:00 | 0
4 | 3 | 3:00 | 0 | 3:00 | 0
5 | 3 | 4:00 | 0 | 4:00 | 0
6 | 3 | 5:00 | 0 | 5:00 | 0
7 | 3 | 6:00 | 8.66 | 6:00 | 8.62
8 | 3 | 7:00 | 52.63 | 7:00 | 52.37
9 | 3 | 8:00 | 75.57 | 8:00 | 75.19
10 | 3 | 9:00 | 74.59 | 9:00 | 74.21
11 | 3 | 10:00 | 78.23 | 10:00 | 77.84
12 | 3 | 11:00 | 77.93 | 11:00 | 77.54
13 | 3 | 12:00 | 75.17 | 12:00 | 74.79
14 | 3 | 13:00 | 81.4 | 13:00 | 80.99
15 | 3 | 14:00 | 79.65 | 14:00 | 79.25
16 | 3 | 15:00 | 66.28 | 15:00 | 65.95
17 | 3 | 16:00 | 58.25 | 16:00 | 57.95
18 | 3 | 17:00 | 23.31 | 17:00 | 23.19
19 | 3 | 18:00 | 0 | 18:00 | 0
20 | 3 | 19:00 | 0 | 19:00 | 0
21 | 3 | 20:00 | 0 | 20:00 | 0
22 | 3 | 21:00 | 0 | 21:00 | 0
23 | 3 | 22:00 | 0 | 22:00 | 0
24 | 3 | 23:00 | 0 | 23:00 | 0
1 | 3 | 0:00 | 0 | 0:00 | 0
2 | 3 | 1:00 | 0 | 1:00 | 0
3 | 3 | 2:00 | 0 | 2:00 | 0
4 | 3 | 3:00 | 0 | 3:00 | 0
5 | 3 | 4:00 | 0 | 4:00 | 0
6 | 3 | 5:00 | 0 | 5:00 | 0
7 | 3 | 6:00 | 8.78 | 6:00 | 8.74
8 | 3 | 7:00 | 47.38 | 7:00 | 47.15
9 | 3 | 8:00 | 67.14 | 8:00 | 66.8
10 | 3 | 9:00 | 72.06 | 9:00 | 71.7
11 | 3 | 10:00 | 75.29 | 10:00 | 74.92
12 | 3 | 11:00 | 78.06 | 11:00 | 77.67
13 | 3 | 12:00 | 76.86 | 12:00 | 76.47
14 | 3 | 13:00 | 79.57 | 13:00 | 79.17
15 | 3 | 14:00 | 80.99 | 14:00 | 80.58
16 | 3 | 15:00 | 75.51 | 15:00 | 75.13
17 | 3 | 16:00 | 67.57 | 16:00 | 67.23
18 | 3 | 17:00 | 24.78 | 17:00 | 24.66
19 | 3 | 18:00 | 0 | 18:00 | 0
20 | 3 | 19:00 | 0 | 19:00 | 0
21 | 3 | 20:00 | 0 | 20:00 | 0
22 | 3 | 21:00 | 0 | 21:00 | 0
23 | 3 | 22:00 | 0 | 22:00 | 0
24 | 3 | 23:00 | 0 | 23:00 | 0
1 | 3 | 0:00 | 0 | 0:00 | 0
2 | 3 | 1:00 | 0 | 1:00 | 0
3 | 3 | 2:00 | 0 | 2:00 | 0
4 | 3 | 3:00 | 0 | 3:00 | 0
5 | 3 | 4:00 | 0 | 4:00 | 0
6 | 3 | 5:00 | 0 | 5:00 | 0
7 | 3 | 6:00 | 9.07 | 6:00 | 9.03
8 | 3 | 7:00 | 45.18 | 7:00 | 44.95
9 | 3 | 8:00 | 64.4 | 8:00 | 64.08
10 | 3 | 9:00 | 68.78 | 9:00 | 68.43
11 | 3 | 10:00 | 74.75 | 10:00 | 74.38
12 | 3 | 11:00 | 76.84 | 11:00 | 76.46
13 | 3 | 12:00 | 76.71 | 12:00 | 76.32
14 | 3 | 13:00 | 80.23 | 13:00 | 79.83
15 | 3 | 14:00 | 74.93 | 14:00 | 74.56
16 | 3 | 15:00 | 67.75 | 15:00 | 67.41
17 | 3 | 16:00 | 58.14 | 16:00 | 57.85
18 | 3 | 17:00 | 21.15 | 17:00 | 21.05
19 | 3 | 18:00 | 0 | 18:00 | 0
20 | 3 | 19:00 | 0 | 19:00 | 0
21 | 3 | 20:00 | 0 | 20:00 | 0
22 | 3 | 21:00 | 0 | 21:00 | 0
23 | 3 | 22:00 | 0 | 22:00 | 0
24 | 3 | 23:00 | 0 | 23:00 | 0
1 | 3 | 0:00 | 0 | 0:00 | 0
2 | 3 | 1:00 | 0 | 1:00 | 0
3 | 3 | 2:00 | 0 | 2:00 | 0
4 | 3 | 3:00 | 0 | 3:00 | 0
5 | 3 | 4:00 | 0 | 4:00 | 0
6 | 3 | 5:00 | 0 | 5:00 | 0
7 | 3 | 6:00 | 8.02 | 6:00 | 7.98
8 | 3 | 7:00 | 35.45 | 7:00 | 35.28
9 | 3 | 8:00 | 51.43 | 8:00 | 51.17
10 | 3 | 9:00 | 56.95 | 9:00 | 56.66
11 | 3 | 10:00 | 64.31 | 10:00 | 63.99
12 | 3 | 11:00 | 64.85 | 11:00 | 64.53
13 | 3 | 12:00 | 64.14 | 12:00 | 63.82
14 | 3 | 13:00 | 62.39 | 13:00 | 62.08
15 | 3 | 14:00 | 59.83 | 14:00 | 59.53
16 | 3 | 15:00 | 55.95 | 15:00 | 55.67
17 | 3 | 16:00 | 46.72 | 16:00 | 46.49
18 | 3 | 17:00 | 20.33 | 17:00 | 20.23
19 | 3 | 18:00 | 0 | 18:00 | 0
20 | 3 | 19:00 | 0 | 19:00 | 0
21 | 3 | 20:00 | 0 | 20:00 | 0
22 | 3 | 21:00 | 0 | 21:00 | 0
23 | 3 | 22:00 | 0 | 22:00 | 0
24 | 3 | 23:00 | 0 | 23:00 | 0
1 | 3 | 0:00 | 0 | 0:00 | 0
2 | 3 | 1:00 | 0 | 1:00 | 0
3 | 3 | 2:00 | 0 | 2:00 | 0
4 | 3 | 3:00 | 0 | 3:00 | 0
5 | 3 | 4:00 | 0 | 4:00 | 0
6 | 3 | 5:00 | 0 | 5:00 | 0
7 | 3 | 6:00 | 9.75 | 6:00 | 9.7
8 | 3 | 7:00 | 45 | 7:00 | 44.78
9 | 3 | 8:00 | 61.04 | 8:00 | 60.74
10 | 3 | 9:00 | 65.45 | 9:00 | 65.12
11 | 3 | 10:00 | 69.27 | 10:00 | 68.92
12 | 3 | 11:00 | 74.14 | 11:00 | 73.77
13 | 3 | 12:00 | 76.34 | 12:00 | 75.96
14 | 3 | 13:00 | 69.9 | 13:00 | 69.55
15 | 3 | 14:00 | 70.08 | 14:00 | 69.73
16 | 3 | 15:00 | 63.75 | 15:00 | 63.43
17 | 3 | 16:00 | 54.23 | 16:00 | 53.96
18 | 3 | 17:00 | 23.22 | 17:00 | 23.11
19 | 3 | 18:00 | 0.07 | 18:00 | 0.07
20 | 3 | 19:00 | 0 | 19:00 | 0
21 | 3 | 20:00 | 0 | 20:00 | 0
22 | 3 | 21:00 | 0 | 21:00 | 0
23 | 3 | 22:00 | 0 | 22:00 | 0
24 | 3 | 23:00 | 0 | 23:00 | 0
1 | 3 | 0:00 | 0 | 0:00 | 0
2 | 3 | 1:00 | 0 | 1:00 | 0
3 | 3 | 2:00 | 0 | 2:00 | 0
4 | 3 | 3:00 | 0 | 3:00 | 0
5 | 3 | 4:00 | 0 | 4:00 | 0
6 | 3 | 5:00 | 0 | 5:00 | 0
7 | 3 | 6:00 | 9.61 | 6:00 | 9.56
8 | 3 | 7:00 | 37.66 | 7:00 | 37.47
9 | 3 | 8:00 | 52.35 | 8:00 | 52.09
10 | 3 | 9:00 | 61.08 | 9:00 | 60.77
11 | 3 | 10:00 | 62.91 | 10:00 | 62.59
12 | 3 | 11:00 | 65.36 | 11:00 | 65.04
13 | 3 | 12:00 | 62.07 | 12:00 | 61.76
14 | 3 | 13:00 | 61.74 | 13:00 | 61.43
15 | 3 | 14:00 | 59.61 | 14:00 | 59.31
16 | 3 | 15:00 | 54.3 | 15:00 | 54.03
17 | 3 | 16:00 | 44.55 | 16:00 | 44.33
18 | 3 | 17:00 | 16.46 | 17:00 | 16.38
19 | 3 | 18:00 | 0.15 | 18:00 | 0.15
20 | 3 | 19:00 | 0 | 19:00 | 0
21 | 3 | 20:00 | 0 | 20:00 | 0
22 | 3 | 21:00 | 0 | 21:00 | 0
23 | 3 | 22:00 | 0 | 22:00 | 0
24 | 3 | 23:00 | 0 | 23:00 | 0
1 | 3 | 0:00 | 0 | 0:00 | 0
2 | 3 | 1:00 | 0 | 1:00 | 0
3 | 3 | 2:00 | 0 | 2:00 | 0
4 | 3 | 3:00 | 0 | 3:00 | 0
5 | 3 | 4:00 | 0 | 4:00 | 0
6 | 3 | 5:00 | 0 | 5:00 | 0
7 | 3 | 6:00 | 10.21 | 6:00 | 10.16
8 | 3 | 7:00 | 41.9 | 7:00 | 41.69
9 | 3 | 8:00 | 54.57 | 8:00 | 54.29
10 | 3 | 9:00 | 59.51 | 9:00 | 59.21
11 | 3 | 10:00 | 68.81 | 10:00 | 68.47
12 | 3 | 11:00 | 75.34 | 11:00 | 74.96
13 | 3 | 12:00 | 76.02 | 12:00 | 75.63
14 | 3 | 13:00 | 74.3 | 13:00 | 73.93
15 | 3 | 14:00 | 68.11 | 14:00 | 67.77
16 | 3 | 15:00 | 61.77 | 15:00 | 61.46
17 | 3 | 16:00 | 53.25 | 16:00 | 52.98
18 | 3 | 17:00 | 21.64 | 17:00 | 21.53
19 | 3 | 18:00 | 0.2 | 18:00 | 0.2
20 | 3 | 19:00 | 0 | 19:00 | 0
21 | 3 | 20:00 | 0 | 20:00 | 0
22 | 3 | 21:00 | 0 | 21:00 | 0
23 | 3 | 22:00 | 0 | 22:00 | 0
24 | 3 | 23:00 | 0 | 23:00 | 0
1 | 3 | 0:00 | 0 | 0:00 | 0
2 | 3 | 1:00 | 0 | 1:00 | 0
3 | 3 | 2:00 | 0 | 2:00 | 0
4 | 3 | 3:00 | 0 | 3:00 | 0
5 | 3 | 4:00 | 0 | 4:00 | 0
6 | 3 | 5:00 | 0 | 5:00 | 0
7 | 3 | 6:00 | 13.11 | 6:00 | 13.04
8 | 3 | 7:00 | 51.36 | 7:00 | 51.11
9 | 3 | 8:00 | 73.22 | 8:00 | 72.86
10 | 3 | 9:00 | 76.45 | 9:00 | 76.07
11 | 3 | 10:00 | 79.63 | 10:00 | 79.23
12 | 3 | 11:00 | 82.85 | 11:00 | 82.44
13 | 3 | 12:00 | 83.92 | 12:00 | 83.5
14 | 3 | 13:00 | 84.18 | 13:00 | 83.76
15 | 3 | 14:00 | 80.9 | 14:00 | 80.5
16 | 3 | 15:00 | 75.03 | 15:00 | 74.65
17 | 3 | 16:00 | 62.26 | 16:00 | 61.95
18 | 3 | 17:00 | 25.99 | 17:00 | 25.86
19 | 3 | 18:00 | 0.3 | 18:00 | 0.29
20 | 3 | 19:00 | 0 | 19:00 | 0
21 | 3 | 20:00 | 0 | 20:00 | 0
22 | 3 | 21:00 | 0 | 21:00 | 0
23 | 3 | 22:00 | 0 | 22:00 | 0
24 | 3 | 23:00 | 0 | 23:00 | 0
1 | 3 | 0:00 | 0 | 0:00 | 0
2 | 3 | 1:00 | 0 | 1:00 | 0
3 | 3 | 2:00 | 0 | 2:00 | 0
4 | 3 | 3:00 | 0 | 3:00 | 0
5 | 3 | 4:00 | 0 | 4:00 | 0
6 | 3 | 5:00 | 0 | 5:00 | 0
7 | 3 | 6:00 | 11.2 | 6:00 | 11.15
8 | 3 | 7:00 | 37.25 | 7:00 | 37.06
9 | 3 | 8:00 | 45.85 | 8:00 | 45.62
10 | 3 | 9:00 | 53.26 | 9:00 | 53
11 | 3 | 10:00 | 62.49 | 10:00 | 62.18
12 | 3 | 11:00 | 70 | 11:00 | 69.65
13 | 3 | 12:00 | 68.52 | 12:00 | 68.18
14 | 3 | 13:00 | 68.43 | 13:00 | 68.09
15 | 3 | 14:00 | 71.87 | 14:00 | 71.51
16 | 3 | 15:00 | 65.61 | 15:00 | 65.28
17 | 3 | 16:00 | 51.44 | 16:00 | 51.18
18 | 3 | 17:00 | 20.06 | 17:00 | 19.96
19 | 3 | 18:00 | 0.35 | 18:00 | 0.35
20 | 3 | 19:00 | 0 | 19:00 | 0
21 | 3 | 20:00 | 0 | 20:00 | 0
22 | 3 | 21:00 | 0 | 21:00 | 0
23 | 3 | 22:00 | 0 | 22:00 | 0
24 | 3 | 23:00 | 0 | 23:00 | 0
1 | 4 | 0:00 | 0 | 0:00 | 0
2 | 4 | 1:00 | 0 | 1:00 | 0
3 | 4 | 2:00 | 0 | 2:00 | 0
4 | 4 | 3:00 | 0 | 3:00 | 0
5 | 4 | 4:00 | 0 | 4:00 | 0
6 | 4 | 5:00 | 0 | 5:00 | 0
7 | 4 | 6:00 | 11.21 | 6:00 | 11.15
8 | 4 | 7:00 | 42.64 | 7:00 | 42.43
9 | 4 | 8:00 | 59.96 | 8:00 | 59.66
10 | 4 | 9:00 | 67.3 | 9:00 | 66.97
11 | 4 | 10:00 | 71.76 | 10:00 | 71.4
12 | 4 | 11:00 | 70.36 | 11:00 | 70.01
13 | 4 | 12:00 | 67.65 | 12:00 | 67.31
14 | 4 | 13:00 | 68.9 | 13:00 | 68.56
15 | 4 | 14:00 | 69.91 | 14:00 | 69.56
16 | 4 | 15:00 | 64.1 | 15:00 | 63.78
17 | 4 | 16:00 | 56.88 | 16:00 | 56.6
18 | 4 | 17:00 | 20.57 | 17:00 | 20.47
19 | 4 | 18:00 | 0.44 | 18:00 | 0.43
20 | 4 | 19:00 | 0 | 19:00 | 0
21 | 4 | 20:00 | 0 | 20:00 | 0
22 | 4 | 21:00 | 0 | 21:00 | 0
23 | 4 | 22:00 | 0 | 22:00 | 0
24 | 4 | 23:00 | 0 | 23:00 | 0
1 | 4 | 0:00 | 0 | 0:00 | 0
2 | 4 | 1:00 | 0 | 1:00 | 0
3 | 4 | 2:00 | 0 | 2:00 | 0
4 | 4 | 3:00 | 0 | 3:00 | 0
5 | 4 | 4:00 | 0 | 4:00 | 0
6 | 4 | 5:00 | 0 | 5:00 | 0
7 | 4 | 6:00 | 13.73 | 6:00 | 13.66
8 | 4 | 7:00 | 48.21 | 7:00 | 47.97
9 | 4 | 8:00 | 61.72 | 8:00 | 61.42
10 | 4 | 9:00 | 67.93 | 9:00 | 67.59
11 | 4 | 10:00 | 69.08 | 10:00 | 68.73
12 | 4 | 11:00 | 72.11 | 11:00 | 71.75
13 | 4 | 12:00 | 74.43 | 12:00 | 74.06
14 | 4 | 13:00 | 75.3 | 13:00 | 74.92
15 | 4 | 14:00 | 71.66 | 14:00 | 71.3
16 | 4 | 15:00 | 73.82 | 15:00 | 73.45
17 | 4 | 16:00 | 66.9 | 16:00 | 66.56
18 | 4 | 17:00 | 26.56 | 17:00 | 26.43
19 | 4 | 18:00 | 0.65 | 18:00 | 0.65
20 | 4 | 19:00 | 0 | 19:00 | 0
21 | 4 | 20:00 | 0 | 20:00 | 0
22 | 4 | 21:00 | 0 | 21:00 | 0
23 | 4 | 22:00 | 0 | 22:00 | 0
24 | 4 | 23:00 | 0 | 23:00 | 0
1 | 4 | 0:00 | 0 | 0:00 | 0
2 | 4 | 1:00 | 0 | 1:00 | 0
3 | 4 | 2:00 | 0 | 2:00 | 0
4 | 4 | 3:00 | 0 | 3:00 | 0
5 | 4 | 4:00 | 0 | 4:00 | 0
6 | 4 | 5:00 | 0 | 5:00 | 0
7 | 4 | 6:00 | 16.54 | 6:00 | 16.46
8 | 4 | 7:00 | 53.3 | 7:00 | 53.03
9 | 4 | 8:00 | 68.4 | 8:00 | 68.06
10 | 4 | 9:00 | 75.32 | 9:00 | 74.95
11 | 4 | 10:00 | 78.57 | 10:00 | 78.17
12 | 4 | 11:00 | 81.26 | 11:00 | 80.86
13 | 4 | 12:00 | 83.01 | 12:00 | 82.6
14 | 4 | 13:00 | 81.55 | 13:00 | 81.14
15 | 4 | 14:00 | 81 | 14:00 | 80.6
16 | 4 | 15:00 | 73.51 | 15:00 | 73.14
17 | 4 | 16:00 | 64.71 | 16:00 | 64.39
18 | 4 | 17:00 | 26.45 | 17:00 | 26.32
19 | 4 | 18:00 | 0.73 | 18:00 | 0.73
20 | 4 | 19:00 | 0 | 19:00 | 0
21 | 4 | 20:00 | 0 | 20:00 | 0
22 | 4 | 21:00 | 0 | 21:00 | 0
23 | 4 | 22:00 | 0 | 22:00 | 0
24 | 4 | 23:00 | 0 | 23:00 | 0
1 | 4 | 0:00 | 0 | 0:00 | 0
2 | 4 | 1:00 | 0 | 1:00 | 0
3 | 4 | 2:00 | 0 | 2:00 | 0
4 | 4 | 3:00 | 0 | 3:00 | 0
5 | 4 | 4:00 | 0 | 4:00 | 0
6 | 4 | 5:00 | 0 | 5:00 | 0
7 | 4 | 6:00 | 14.11 | 6:00 | 14.04
8 | 4 | 7:00 | 47.14 | 7:00 | 46.91
9 | 4 | 8:00 | 57.97 | 8:00 | 57.68
10 | 4 | 9:00 | 69.71 | 9:00 | 69.36
11 | 4 | 10:00 | 72.36 | 10:00 | 72
12 | 4 | 11:00 | 73.53 | 11:00 | 73.16
13 | 4 | 12:00 | 74.33 | 12:00 | 73.96
14 | 4 | 13:00 | 76.88 | 13:00 | 76.49
15 | 4 | 14:00 | 71.1 | 14:00 | 70.75
16 | 4 | 15:00 | 68.7 | 15:00 | 68.35
17 | 4 | 16:00 | 63.07 | 16:00 | 62.75
18 | 4 | 17:00 | 27.88 | 17:00 | 27.74
19 | 4 | 18:00 | 0.9 | 18:00 | 0.89
20 | 4 | 19:00 | 0 | 19:00 | 0
21 | 4 | 20:00 | 0 | 20:00 | 0
22 | 4 | 21:00 | 0 | 21:00 | 0
23 | 4 | 22:00 | 0 | 22:00 | 0
24 | 4 | 23:00 | 0 | 23:00 | 0
1 | 4 | 0:00 | 0 | 0:00 | 0
2 | 4 | 1:00 | 0 | 1:00 | 0
3 | 4 | 2:00 | 0 | 2:00 | 0
4 | 4 | 3:00 | 0 | 3:00 | 0
5 | 4 | 4:00 | 0 | 4:00 | 0
6 | 4 | 5:00 | 0 | 5:00 | 0
7 | 4 | 6:00 | 12.7 | 6:00 | 12.63
8 | 4 | 7:00 | 40.06 | 7:00 | 39.86
9 | 4 | 8:00 | 51.24 | 8:00 | 50.99
10 | 4 | 9:00 | 58.49 | 9:00 | 58.2
11 | 4 | 10:00 | 66.17 | 10:00 | 65.84
12 | 4 | 11:00 | 67.72 | 11:00 | 67.38
13 | 4 | 12:00 | 71.45 | 12:00 | 71.09
14 | 4 | 13:00 | 73.22 | 13:00 | 72.85
15 | 4 | 14:00 | 69.77 | 14:00 | 69.42
16 | 4 | 15:00 | 71.11 | 15:00 | 70.76
17 | 4 | 16:00 | 64.41 | 16:00 | 64.08
18 | 4 | 17:00 | 26 | 17:00 | 25.87
19 | 4 | 18:00 | 0.8 | 18:00 | 0.8
20 | 4 | 19:00 | 0 | 19:00 | 0
21 | 4 | 20:00 | 0 | 20:00 | 0
22 | 4 | 21:00 | 0 | 21:00 | 0
23 | 4 | 22:00 | 0 | 22:00 | 0
24 | 4 | 23:00 | 0 | 23:00 | 0
1 | 4 | 0:00 | 0 | 0:00 | 0
2 | 4 | 1:00 | 0 | 1:00 | 0
3 | 4 | 2:00 | 0 | 2:00 | 0
4 | 4 | 3:00 | 0 | 3:00 | 0
5 | 4 | 4:00 | 0 | 4:00 | 0
6 | 4 | 5:00 | 0 | 5:00 | 0
7 | 4 | 6:00 | 16.32 | 6:00 | 16.23
8 | 4 | 7:00 | 48.1 | 7:00 | 47.86
9 | 4 | 8:00 | 59.82 | 8:00 | 59.52
10 | 4 | 9:00 | 70.54 | 9:00 | 70.18
11 | 4 | 10:00 | 74.67 | 10:00 | 74.29
12 | 4 | 11:00 | 75.51 | 11:00 | 75.13
13 | 4 | 12:00 | 74.08 | 12:00 | 73.71
14 | 4 | 13:00 | 72.26 | 13:00 | 71.9
15 | 4 | 14:00 | 73.06 | 14:00 | 72.69
16 | 4 | 15:00 | 69.31 | 15:00 | 68.97
17 | 4 | 16:00 | 61.84 | 16:00 | 61.53
18 | 4 | 17:00 | 24.89 | 17:00 | 24.77
19 | 4 | 18:00 | 0.92 | 18:00 | 0.91
20 | 4 | 19:00 | 0 | 19:00 | 0
21 | 4 | 20:00 | 0 | 20:00 | 0
22 | 4 | 21:00 | 0 | 21:00 | 0
23 | 4 | 22:00 | 0 | 22:00 | 0
24 | 4 | 23:00 | 0 | 23:00 | 0
1 | 4 | 0:00 | 0 | 0:00 | 0
2 | 4 | 1:00 | 0 | 1:00 | 0
3 | 4 | 2:00 | 0 | 2:00 | 0
4 | 4 | 3:00 | 0 | 3:00 | 0
5 | 4 | 4:00 | 0 | 4:00 | 0
6 | 4 | 5:00 | 0 | 5:00 | 0
7 | 4 | 6:00 | 18.4 | 6:00 | 18.31
8 | 4 | 7:00 | 56.12 | 7:00 | 55.84
9 | 4 | 8:00 | 68.23 | 8:00 | 67.89
10 | 4 | 9:00 | 73.36 | 9:00 | 72.99
11 | 4 | 10:00 | 77.43 | 10:00 | 77.04
12 | 4 | 11:00 | 79.95 | 11:00 | 79.55
13 | 4 | 12:00 | 85.72 | 12:00 | 85.29
14 | 4 | 13:00 | 85.98 | 13:00 | 85.55
15 | 4 | 14:00 | 85.3 | 14:00 | 84.87
16 | 4 | 15:00 | 80.69 | 15:00 | 80.29
17 | 4 | 16:00 | 72.44 | 16:00 | 72.08
18 | 4 | 17:00 | 30.62 | 17:00 | 30.47
19 | 4 | 18:00 | 1.42 | 18:00 | 1.41
20 | 4 | 19:00 | 0 | 19:00 | 0
21 | 4 | 20:00 | 0 | 20:00 | 0
22 | 4 | 21:00 | 0 | 21:00 | 0
23 | 4 | 22:00 | 0 | 22:00 | 0
24 | 4 | 23:00 | 0 | 23:00 | 0
1 | 4 | 0:00 | 0 | 0:00 | 0
2 | 4 | 1:00 | 0 | 1:00 | 0
3 | 4 | 2:00 | 0 | 2:00 | 0
4 | 4 | 3:00 | 0 | 3:00 | 0
5 | 4 | 4:00 | 0 | 4:00 | 0
6 | 4 | 5:00 | 0 | 5:00 | 0
7 | 4 | 6:00 | 17.63 | 6:00 | 17.55
8 | 4 | 7:00 | 48.19 | 7:00 | 47.95
9 | 4 | 8:00 | 58.46 | 8:00 | 58.17
10 | 4 | 9:00 | 66.68 | 9:00 | 66.34
11 | 4 | 10:00 | 70.2 | 10:00 | 69.84
12 | 4 | 11:00 | 76.24 | 11:00 | 75.86
13 | 4 | 12:00 | 72.08 | 12:00 | 71.72
14 | 4 | 13:00 | 72.97 | 13:00 | 72.61
15 | 4 | 14:00 | 72.78 | 14:00 | 72.42
16 | 4 | 15:00 | 66.83 | 15:00 | 66.49
17 | 4 | 16:00 | 57.16 | 16:00 | 56.87
18 | 4 | 17:00 | 24.75 | 17:00 | 24.63
19 | 4 | 18:00 | 1.44 | 18:00 | 1.43
20 | 4 | 19:00 | 0 | 19:00 | 0
21 | 4 | 20:00 | 0 | 20:00 | 0
22 | 4 | 21:00 | 0 | 21:00 | 0
23 | 4 | 22:00 | 0 | 22:00 | 0
24 | 4 | 23:00 | 0 | 23:00 | 0
1 | 4 | 0:00 | 0 | 0:00 | 0
2 | 4 | 1:00 | 0 | 1:00 | 0
3 | 4 | 2:00 | 0 | 2:00 | 0
4 | 4 | 3:00 | 0 | 3:00 | 0
5 | 4 | 4:00 | 0 | 4:00 | 0
6 | 4 | 5:00 | 0 | 5:00 | 0
7 | 4 | 6:00 | 18.2 | 6:00 | 18.11
8 | 4 | 7:00 | 51.76 | 7:00 | 51.5
9 | 4 | 8:00 | 61.09 | 8:00 | 60.79
10 | 4 | 9:00 | 66.68 | 9:00 | 66.35
11 | 4 | 10:00 | 72.87 | 10:00 | 72.51
12 | 4 | 11:00 | 76.47 | 11:00 | 76.09
13 | 4 | 12:00 | 72.87 | 12:00 | 72.5
14 | 4 | 13:00 | 75.09 | 13:00 | 74.71
15 | 4 | 14:00 | 72.9 | 14:00 | 72.53
16 | 4 | 15:00 | 77.15 | 15:00 | 76.76
17 | 4 | 16:00 | 67.51 | 16:00 | 67.17
18 | 4 | 17:00 | 30.26 | 17:00 | 30.11
19 | 4 | 18:00 | 1.96 | 18:00 | 1.95
20 | 4 | 19:00 | 0 | 19:00 | 0
21 | 4 | 20:00 | 0 | 20:00 | 0
22 | 4 | 21:00 | 0 | 21:00 | 0
23 | 4 | 22:00 | 0 | 22:00 | 0
24 | 4 | 23:00 | 0 | 23:00 | 0
1 | 4 | 0:00 | 0 | 0:00 | 0
2 | 4 | 1:00 | 0 | 1:00 | 0
3 | 4 | 2:00 | 0 | 2:00 | 0
4 | 4 | 3:00 | 0 | 3:00 | 0
5 | 4 | 4:00 | 0 | 4:00 | 0
6 | 4 | 5:00 | 0 | 5:00 | 0
7 | 4 | 6:00 | 24.6 | 6:00 | 24.48
8 | 4 | 7:00 | 67.64 | 7:00 | 67.3
9 | 4 | 8:00 | 74.74 | 8:00 | 74.37
10 | 4 | 9:00 | 79.44 | 9:00 | 79.05
11 | 4 | 10:00 | 80.56 | 10:00 | 80.16
12 | 4 | 11:00 | 80.79 | 11:00 | 80.38
13 | 4 | 12:00 | 82.12 | 12:00 | 81.71
14 | 4 | 13:00 | 81.72 | 13:00 | 81.31
15 | 4 | 14:00 | 80.04 | 14:00 | 79.64
16 | 4 | 15:00 | 70.9 | 15:00 | 70.55
17 | 4 | 16:00 | 62.5 | 16:00 | 62.19
18 | 4 | 17:00 | 30.3 | 17:00 | 30.15
19 | 4 | 18:00 | 1.79 | 18:00 | 1.78
20 | 4 | 19:00 | 0 | 19:00 | 0
21 | 4 | 20:00 | 0 | 20:00 | 0
22 | 4 | 21:00 | 0 | 21:00 | 0
23 | 4 | 22:00 | 0 | 22:00 | 0
24 | 4 | 23:00 | 0 | 23:00 | 0
1 | 4 | 0:00 | 0 | 0:00 | 0
2 | 4 | 1:00 | 0 | 1:00 | 0
3 | 4 | 2:00 | 0 | 2:00 | 0
4 | 4 | 3:00 | 0 | 3:00 | 0
5 | 4 | 4:00 | 0 | 4:00 | 0
6 | 4 | 5:00 | 0 | 5:00 | 0
7 | 4 | 6:00 | 18.84 | 6:00 | 18.74
8 | 4 | 7:00 | 47.92 | 7:00 | 47.68
9 | 4 | 8:00 | 57.4 | 8:00 | 57.12
10 | 4 | 9:00 | 66.8 | 9:00 | 66.47
11 | 4 | 10:00 | 71.34 | 10:00 | 70.98
12 | 4 | 11:00 | 62.67 | 11:00 | 62.35
13 | 4 | 12:00 | 60.76 | 12:00 | 60.46
14 | 4 | 13:00 | 62.15 | 13:00 | 61.84
15 | 4 | 14:00 | 58.22 | 14:00 | 57.93
16 | 4 | 15:00 | 60.37 | 15:00 | 60.07
17 | 4 | 16:00 | 55.63 | 16:00 | 55.35
18 | 4 | 17:00 | 27.83 | 17:00 | 27.69
19 | 4 | 18:00 | 1.83 | 18:00 | 1.82
20 | 4 | 19:00 | 0 | 19:00 | 0
21 | 4 | 20:00 | 0 | 20:00 | 0
22 | 4 | 21:00 | 0 | 21:00 | 0
23 | 4 | 22:00 | 0 | 22:00 | 0
24 | 4 | 23:00 | 0 | 23:00 | 0
1 | 4 | 0:00 | 0 | 0:00 | 0
2 | 4 | 1:00 | 0 | 1:00 | 0
3 | 4 | 2:00 | 0 | 2:00 | 0
4 | 4 | 3:00 | 0 | 3:00 | 0
5 | 4 | 4:00 | 0 | 4:00 | 0
6 | 4 | 5:00 | 0 | 5:00 | 0
7 | 4 | 6:00 | 17.62 | 6:00 | 17.53
8 | 4 | 7:00 | 48.12 | 7:00 | 47.88
9 | 4 | 8:00 | 62.52 | 8:00 | 62.21
10 | 4 | 9:00 | 69.08 | 9:00 | 68.73
11 | 4 | 10:00 | 70.61 | 10:00 | 70.26
12 | 4 | 11:00 | 71.85 | 11:00 | 71.49
13 | 4 | 12:00 | 69.91 | 12:00 | 69.56
14 | 4 | 13:00 | 69.61 | 13:00 | 69.26
15 | 4 | 14:00 | 69.14 | 14:00 | 68.79
16 | 4 | 15:00 | 58.96 | 15:00 | 58.66
17 | 4 | 16:00 | 49.75 | 16:00 | 49.5
18 | 4 | 17:00 | 25.74 | 17:00 | 25.61
19 | 4 | 18:00 | 1.94 | 18:00 | 1.93
20 | 4 | 19:00 | 0 | 19:00 | 0
21 | 4 | 20:00 | 0 | 20:00 | 0
22 | 4 | 21:00 | 0 | 21:00 | 0
23 | 4 | 22:00 | 0 | 22:00 | 0
24 | 4 | 23:00 | 0 | 23:00 | 0
1 | 4 | 0:00 | 0 | 0:00 | 0
2 | 4 | 1:00 | 0 | 1:00 | 0
3 | 4 | 2:00 | 0 | 2:00 | 0
4 | 4 | 3:00 | 0 | 3:00 | 0
5 | 4 | 4:00 | 0 | 4:00 | 0
6 | 4 | 5:00 | 0 | 5:00 | 0
7 | 4 | 6:00 | 23.16 | 6:00 | 23.04
8 | 4 | 7:00 | 51.85 | 7:00 | 51.59
9 | 4 | 8:00 | 63.99 | 8:00 | 63.67
10 | 4 | 9:00 | 73.15 | 9:00 | 72.79
11 | 4 | 10:00 | 75.91 | 10:00 | 75.53
12 | 4 | 11:00 | 75.79 | 11:00 | 75.41
13 | 4 | 12:00 | 75.57 | 12:00 | 75.19
14 | 4 | 13:00 | 81.91 | 13:00 | 81.5
15 | 4 | 14:00 | 85.58 | 14:00 | 85.15
16 | 4 | 15:00 | 77.98 | 15:00 | 77.59
17 | 4 | 16:00 | 65.62 | 16:00 | 65.29
18 | 4 | 17:00 | 33.31 | 17:00 | 33.15
19 | 4 | 18:00 | 2.83 | 18:00 | 2.82
20 | 4 | 19:00 | 0 | 19:00 | 0
21 | 4 | 20:00 | 0 | 20:00 | 0
22 | 4 | 21:00 | 0 | 21:00 | 0
23 | 4 | 22:00 | 0 | 22:00 | 0
24 | 4 | 23:00 | 0 | 23:00 | 0
1 | 4 | 0:00 | 0 | 0:00 | 0
2 | 4 | 1:00 | 0 | 1:00 | 0
3 | 4 | 2:00 | 0 | 2:00 | 0
4 | 4 | 3:00 | 0 | 3:00 | 0
5 | 4 | 4:00 | 0 | 4:00 | 0
6 | 4 | 5:00 | 0.04 | 5:00 | 0.04
7 | 4 | 6:00 | 23.82 | 6:00 | 23.7
8 | 4 | 7:00 | 59.63 | 7:00 | 59.33
9 | 4 | 8:00 | 64.52 | 8:00 | 64.2
10 | 4 | 9:00 | 70.65 | 9:00 | 70.29
11 | 4 | 10:00 | 81.55 | 10:00 | 81.14
12 | 4 | 11:00 | 85.44 | 11:00 | 85.01
13 | 4 | 12:00 | 89.25 | 12:00 | 88.8
14 | 4 | 13:00 | 89.1 | 13:00 | 88.66
15 | 4 | 14:00 | 84.34 | 14:00 | 83.92
16 | 4 | 15:00 | 78.37 | 15:00 | 77.98
17 | 4 | 16:00 | 72.9 | 16:00 | 72.54
18 | 4 | 17:00 | 34.27 | 17:00 | 34.1
19 | 4 | 18:00 | 2.98 | 18:00 | 2.96
20 | 4 | 19:00 | 0 | 19:00 | 0
21 | 4 | 20:00 | 0 | 20:00 | 0
22 | 4 | 21:00 | 0 | 21:00 | 0
23 | 4 | 22:00 | 0 | 22:00 | 0
24 | 4 | 23:00 | 0 | 23:00 | 0
1 | 4 | 0:00 | 0 | 0:00 | 0
2 | 4 | 1:00 | 0 | 1:00 | 0
3 | 4 | 2:00 | 0 | 2:00 | 0
4 | 4 | 3:00 | 0 | 3:00 | 0
5 | 4 | 4:00 | 0 | 4:00 | 0
6 | 4 | 5:00 | 0.17 | 5:00 | 0.17
7 | 4 | 6:00 | 27.53 | 6:00 | 27.39
8 | 4 | 7:00 | 68.88 | 7:00 | 68.54
9 | 4 | 8:00 | 74.13 | 8:00 | 73.76
10 | 4 | 9:00 | 79.28 | 9:00 | 78.88
11 | 4 | 10:00 | 86.89 | 10:00 | 86.46
12 | 4 | 11:00 | 88.31 | 11:00 | 87.87
13 | 4 | 12:00 | 83.4 | 12:00 | 82.98
14 | 4 | 13:00 | 84.22 | 13:00 | 83.8
15 | 4 | 14:00 | 83.04 | 14:00 | 82.63
16 | 4 | 15:00 | 76.21 | 15:00 | 75.83
17 | 4 | 16:00 | 65.55 | 16:00 | 65.22
18 | 4 | 17:00 | 32.98 | 17:00 | 32.81
19 | 4 | 18:00 | 2.9 | 18:00 | 2.89
20 | 4 | 19:00 | 0 | 19:00 | 0
21 | 4 | 20:00 | 0 | 20:00 | 0
22 | 4 | 21:00 | 0 | 21:00 | 0
23 | 4 | 22:00 | 0 | 22:00 | 0
24 | 4 | 23:00 | 0 | 23:00 | 0
1 | 4 | 0:00 | 0 | 0:00 | 0
2 | 4 | 1:00 | 0 | 1:00 | 0
3 | 4 | 2:00 | 0 | 2:00 | 0
4 | 4 | 3:00 | 0 | 3:00 | 0
5 | 4 | 4:00 | 0 | 4:00 | 0
6 | 4 | 5:00 | 0.35 | 5:00 | 0.35
7 | 4 | 6:00 | 24.26 | 6:00 | 24.14
8 | 4 | 7:00 | 60.84 | 7:00 | 60.54
9 | 4 | 8:00 | 65.79 | 8:00 | 65.46
10 | 4 | 9:00 | 76.46 | 9:00 | 76.08
11 | 4 | 10:00 | 79.65 | 10:00 | 79.25
12 | 4 | 11:00 | 81.42 | 11:00 | 81.01
13 | 4 | 12:00 | 80.84 | 12:00 | 80.44
14 | 4 | 13:00 | 77.07 | 13:00 | 76.68
15 | 4 | 14:00 | 74.59 | 14:00 | 74.21
16 | 4 | 15:00 | 68.49 | 15:00 | 68.15
17 | 4 | 16:00 | 60.85 | 16:00 | 60.55
18 | 4 | 17:00 | 25.78 | 17:00 | 25.65
19 | 4 | 18:00 | 2.38 | 18:00 | 2.37
20 | 4 | 19:00 | 0 | 19:00 | 0
21 | 4 | 20:00 | 0 | 20:00 | 0
22 | 4 | 21:00 | 0 | 21:00 | 0
23 | 4 | 22:00 | 0 | 22:00 | 0
24 | 4 | 23:00 | 0 | 23:00 | 0
1 | 4 | 0:00 | 0 | 0:00 | 0
2 | 4 | 1:00 | 0 | 1:00 | 0
3 | 4 | 2:00 | 0 | 2:00 | 0
4 | 4 | 3:00 | 0 | 3:00 | 0
5 | 4 | 4:00 | 0 | 4:00 | 0
6 | 4 | 5:00 | 0.31 | 5:00 | 0.31
7 | 4 | 6:00 | 19.21 | 6:00 | 19.11
8 | 4 | 7:00 | 50.07 | 7:00 | 49.82
9 | 4 | 8:00 | 57.3 | 8:00 | 57.01
10 | 4 | 9:00 | 67.52 | 9:00 | 67.18
11 | 4 | 10:00 | 78.24 | 10:00 | 77.85
12 | 4 | 11:00 | 82.34 | 11:00 | 81.93
13 | 4 | 12:00 | 83.28 | 12:00 | 82.87
14 | 4 | 13:00 | 81.31 | 13:00 | 80.91
15 | 4 | 14:00 | 80.28 | 14:00 | 79.88
16 | 4 | 15:00 | 70.71 | 15:00 | 70.35
17 | 4 | 16:00 | 60.54 | 16:00 | 60.24
18 | 4 | 17:00 | 26.03 | 17:00 | 25.89
19 | 4 | 18:00 | 2.5 | 18:00 | 2.49
20 | 4 | 19:00 | 0 | 19:00 | 0
21 | 4 | 20:00 | 0 | 20:00 | 0
22 | 4 | 21:00 | 0 | 21:00 | 0
23 | 4 | 22:00 | 0 | 22:00 | 0
24 | 4 | 23:00 | 0 | 23:00 | 0
1 | 4 | 0:00 | 0 | 0:00 | 0
2 | 4 | 1:00 | 0 | 1:00 | 0
3 | 4 | 2:00 | 0 | 2:00 | 0
4 | 4 | 3:00 | 0 | 3:00 | 0
5 | 4 | 4:00 | 0 | 4:00 | 0
6 | 4 | 5:00 | 0.59 | 5:00 | 0.58
7 | 4 | 6:00 | 25.12 | 6:00 | 24.99
8 | 4 | 7:00 | 63.14 | 7:00 | 62.83
9 | 4 | 8:00 | 73.04 | 8:00 | 72.67
10 | 4 | 9:00 | 78.96 | 9:00 | 78.56
11 | 4 | 10:00 | 82.65 | 10:00 | 82.24
12 | 4 | 11:00 | 79.02 | 11:00 | 78.62
13 | 4 | 12:00 | 75.56 | 12:00 | 75.18
14 | 4 | 13:00 | 73.34 | 13:00 | 72.97
15 | 4 | 14:00 | 72.86 | 14:00 | 72.5
16 | 4 | 15:00 | 71.38 | 15:00 | 71.02
17 | 4 | 16:00 | 58.04 | 16:00 | 57.75
18 | 4 | 17:00 | 29.58 | 17:00 | 29.43
19 | 4 | 18:00 | 3.09 | 18:00 | 3.08
20 | 4 | 19:00 | 0 | 19:00 | 0
21 | 4 | 20:00 | 0 | 20:00 | 0
22 | 4 | 21:00 | 0 | 21:00 | 0
23 | 4 | 22:00 | 0 | 22:00 | 0
24 | 4 | 23:00 | 0 | 23:00 | 0
1 | 4 | 0:00 | 0 | 0:00 | 0
2 | 4 | 1:00 | 0 | 1:00 | 0
3 | 4 | 2:00 | 0 | 2:00 | 0
4 | 4 | 3:00 | 0 | 3:00 | 0
5 | 4 | 4:00 | 0 | 4:00 | 0
6 | 4 | 5:00 | 0.63 | 5:00 | 0.62
7 | 4 | 6:00 | 22.81 | 6:00 | 22.7
8 | 4 | 7:00 | 53.82 | 7:00 | 53.55
9 | 4 | 8:00 | 64.14 | 8:00 | 63.81
10 | 4 | 9:00 | 70.41 | 9:00 | 70.06
11 | 4 | 10:00 | 79.86 | 10:00 | 79.46
12 | 4 | 11:00 | 79.82 | 11:00 | 79.42
13 | 4 | 12:00 | 76.95 | 12:00 | 76.56
14 | 4 | 13:00 | 77.24 | 13:00 | 76.86
15 | 4 | 14:00 | 72.41 | 14:00 | 72.04
16 | 4 | 15:00 | 63.5 | 15:00 | 63.19
17 | 4 | 16:00 | 57.36 | 16:00 | 57.07
18 | 4 | 17:00 | 29.15 | 17:00 | 29
19 | 4 | 18:00 | 2.76 | 18:00 | 2.75
20 | 4 | 19:00 | 0 | 19:00 | 0
21 | 4 | 20:00 | 0 | 20:00 | 0
22 | 4 | 21:00 | 0 | 21:00 | 0
23 | 4 | 22:00 | 0 | 22:00 | 0
24 | 4 | 23:00 | 0 | 23:00 | 0
1 | 4 | 0:00 | 0 | 0:00 | 0
2 | 4 | 1:00 | 0 | 1:00 | 0
3 | 4 | 2:00 | 0 | 2:00 | 0
4 | 4 | 3:00 | 0 | 3:00 | 0
5 | 4 | 4:00 | 0 | 4:00 | 0
6 | 4 | 5:00 | 1.19 | 5:00 | 1.19
7 | 4 | 6:00 | 31.35 | 6:00 | 31.19
8 | 4 | 7:00 | 70.45 | 7:00 | 70.09
9 | 4 | 8:00 | 77.22 | 8:00 | 76.83
10 | 4 | 9:00 | 85.65 | 9:00 | 85.22
11 | 4 | 10:00 | 91.71 | 10:00 | 91.26
12 | 4 | 11:00 | 86.93 | 11:00 | 86.5
13 | 4 | 12:00 | 83.61 | 12:00 | 83.2
14 | 4 | 13:00 | 80.19 | 13:00 | 79.79
15 | 4 | 14:00 | 75.32 | 14:00 | 74.95
16 | 4 | 15:00 | 74.55 | 15:00 | 74.18
17 | 4 | 16:00 | 67.43 | 16:00 | 67.1
18 | 4 | 17:00 | 31.89 | 17:00 | 31.73
19 | 4 | 18:00 | 3.31 | 18:00 | 3.29
20 | 4 | 19:00 | 0 | 19:00 | 0
21 | 4 | 20:00 | 0 | 20:00 | 0
22 | 4 | 21:00 | 0 | 21:00 | 0
23 | 4 | 22:00 | 0 | 22:00 | 0
24 | 4 | 23:00 | 0 | 23:00 | 0
1 | 4 | 0:00 | 0 | 0:00 | 0
2 | 4 | 1:00 | 0 | 1:00 | 0
3 | 4 | 2:00 | 0 | 2:00 | 0
4 | 4 | 3:00 | 0 | 3:00 | 0
5 | 4 | 4:00 | 0 | 4:00 | 0
6 | 4 | 5:00 | 1.14 | 5:00 | 1.13
7 | 4 | 6:00 | 25.76 | 6:00 | 25.63
8 | 4 | 7:00 | 57.25 | 7:00 | 56.96
9 | 4 | 8:00 | 59.02 | 8:00 | 58.72
10 | 4 | 9:00 | 66.89 | 9:00 | 66.56
11 | 4 | 10:00 | 69.98 | 10:00 | 69.63
12 | 4 | 11:00 | 74.58 | 11:00 | 74.21
13 | 4 | 12:00 | 79.67 | 12:00 | 79.27
14 | 4 | 13:00 | 79.18 | 13:00 | 78.78
15 | 4 | 14:00 | 73.29 | 14:00 | 72.92
16 | 4 | 15:00 | 67.12 | 15:00 | 66.79
17 | 4 | 16:00 | 58.41 | 16:00 | 58.12
18 | 4 | 17:00 | 28.68 | 17:00 | 28.54
19 | 4 | 18:00 | 3.11 | 18:00 | 3.1
20 | 4 | 19:00 | 0 | 19:00 | 0
21 | 4 | 20:00 | 0 | 20:00 | 0
22 | 4 | 21:00 | 0 | 21:00 | 0
23 | 4 | 22:00 | 0 | 22:00 | 0
24 | 4 | 23:00 | 0 | 23:00 | 0
1 | 4 | 0:00 | 0 | 0:00 | 0
2 | 4 | 1:00 | 0 | 1:00 | 0
3 | 4 | 2:00 | 0 | 2:00 | 0
4 | 4 | 3:00 | 0 | 3:00 | 0
5 | 4 | 4:00 | 0 | 4:00 | 0
6 | 4 | 5:00 | 1.2 | 5:00 | 1.2
7 | 4 | 6:00 | 22.88 | 6:00 | 22.76
8 | 4 | 7:00 | 47.34 | 7:00 | 47.11
9 | 4 | 8:00 | 50.79 | 8:00 | 50.53
10 | 4 | 9:00 | 56.64 | 9:00 | 56.36
11 | 4 | 10:00 | 58.77 | 10:00 | 58.48
12 | 4 | 11:00 | 62.91 | 11:00 | 62.6
13 | 4 | 12:00 | 68.41 | 12:00 | 68.07
14 | 4 | 13:00 | 66.89 | 13:00 | 66.56
15 | 4 | 14:00 | 61.15 | 14:00 | 60.85
16 | 4 | 15:00 | 54.14 | 15:00 | 53.87
17 | 4 | 16:00 | 43.18 | 16:00 | 42.96
18 | 4 | 17:00 | 22.89 | 17:00 | 22.77
19 | 4 | 18:00 | 2.7 | 18:00 | 2.69
20 | 4 | 19:00 | 0 | 19:00 | 0
21 | 4 | 20:00 | 0 | 20:00 | 0
22 | 4 | 21:00 | 0 | 21:00 | 0
23 | 4 | 22:00 | 0 | 22:00 | 0
24 | 4 | 23:00 | 0 | 23:00 | 0
1 | 4 | 0:00 | 0 | 0:00 | 0
2 | 4 | 1:00 | 0 | 1:00 | 0
3 | 4 | 2:00 | 0 | 2:00 | 0
4 | 4 | 3:00 | 0 | 3:00 | 0
5 | 4 | 4:00 | 0 | 4:00 | 0
6 | 4 | 5:00 | 1.56 | 5:00 | 1.55
7 | 4 | 6:00 | 26.14 | 6:00 | 26.01
8 | 4 | 7:00 | 56.67 | 7:00 | 56.39
9 | 4 | 8:00 | 58.82 | 8:00 | 58.53
10 | 4 | 9:00 | 66.75 | 9:00 | 66.42
11 | 4 | 10:00 | 75.02 | 10:00 | 74.64
12 | 4 | 11:00 | 81.99 | 11:00 | 81.58
13 | 4 | 12:00 | 71.52 | 12:00 | 71.16
14 | 4 | 13:00 | 69.91 | 13:00 | 69.56
15 | 4 | 14:00 | 67.6 | 14:00 | 67.26
16 | 4 | 15:00 | 63.39 | 15:00 | 63.07
17 | 4 | 16:00 | 47.02 | 16:00 | 46.78
18 | 4 | 17:00 | 26 | 17:00 | 25.87
19 | 4 | 18:00 | 3.34 | 18:00 | 3.32
20 | 4 | 19:00 | 0 | 19:00 | 0
21 | 4 | 20:00 | 0 | 20:00 | 0
22 | 4 | 21:00 | 0 | 21:00 | 0
23 | 4 | 22:00 | 0 | 22:00 | 0
24 | 4 | 23:00 | 0 | 23:00 | 0
1 | 4 | 0:00 | 0 | 0:00 | 0
2 | 4 | 1:00 | 0 | 1:00 | 0
3 | 4 | 2:00 | 0 | 2:00 | 0
4 | 4 | 3:00 | 0 | 3:00 | 0
5 | 4 | 4:00 | 0 | 4:00 | 0
6 | 4 | 5:00 | 1.75 | 5:00 | 1.74
7 | 4 | 6:00 | 24.33 | 6:00 | 24.21
8 | 4 | 7:00 | 51.36 | 7:00 | 51.11
9 | 4 | 8:00 | 55.54 | 8:00 | 55.26
10 | 4 | 9:00 | 67.67 | 9:00 | 67.34
11 | 4 | 10:00 | 72 | 10:00 | 71.64
12 | 4 | 11:00 | 73.99 | 11:00 | 73.62
13 | 4 | 12:00 | 79.97 | 12:00 | 79.57
14 | 4 | 13:00 | 77.47 | 13:00 | 77.08
15 | 4 | 14:00 | 74.7 | 14:00 | 74.32
16 | 4 | 15:00 | 67.36 | 15:00 | 67.02
17 | 4 | 16:00 | 55.87 | 16:00 | 55.59
18 | 4 | 17:00 | 27.81 | 17:00 | 27.67
19 | 4 | 18:00 | 3.61 | 18:00 | 3.59
20 | 4 | 19:00 | 0 | 19:00 | 0
21 | 4 | 20:00 | 0 | 20:00 | 0
22 | 4 | 21:00 | 0 | 21:00 | 0
23 | 4 | 22:00 | 0 | 22:00 | 0
24 | 4 | 23:00 | 0 | 23:00 | 0
1 | 4 | 0:00 | 0 | 0:00 | 0
2 | 4 | 1:00 | 0 | 1:00 | 0
3 | 4 | 2:00 | 0 | 2:00 | 0
4 | 4 | 3:00 | 0 | 3:00 | 0
5 | 4 | 4:00 | 0 | 4:00 | 0
6 | 4 | 5:00 | 1.86 | 5:00 | 1.86
7 | 4 | 6:00 | 24.14 | 6:00 | 24.02
8 | 4 | 7:00 | 48.27 | 7:00 | 48.03
9 | 4 | 8:00 | 53.38 | 8:00 | 53.11
10 | 4 | 9:00 | 52.66 | 9:00 | 52.4
11 | 4 | 10:00 | 62.51 | 10:00 | 62.2
12 | 4 | 11:00 | 71.8 | 11:00 | 71.44
13 | 4 | 12:00 | 74.26 | 12:00 | 73.89
14 | 4 | 13:00 | 70.51 | 13:00 | 70.16
15 | 4 | 14:00 | 76.55 | 14:00 | 76.16
16 | 4 | 15:00 | 72 | 15:00 | 71.64
17 | 4 | 16:00 | 57.78 | 16:00 | 57.49
18 | 4 | 17:00 | 32.47 | 17:00 | 32.31
19 | 4 | 18:00 | 4.54 | 18:00 | 4.52
20 | 4 | 19:00 | 0 | 19:00 | 0
21 | 4 | 20:00 | 0 | 20:00 | 0
22 | 4 | 21:00 | 0 | 21:00 | 0
23 | 4 | 22:00 | 0 | 22:00 | 0
24 | 4 | 23:00 | 0 | 23:00 | 0
1 | 4 | 0:00 | 0 | 0:00 | 0
2 | 4 | 1:00 | 0 | 1:00 | 0
3 | 4 | 2:00 | 0 | 2:00 | 0
4 | 4 | 3:00 | 0 | 3:00 | 0
5 | 4 | 4:00 | 0 | 4:00 | 0
6 | 4 | 5:00 | 2.82 | 5:00 | 2.81
7 | 4 | 6:00 | 33.71 | 6:00 | 33.54
8 | 4 | 7:00 | 69.44 | 7:00 | 69.1
9 | 4 | 8:00 | 75.79 | 8:00 | 75.41
10 | 4 | 9:00 | 75.57 | 9:00 | 75.19
11 | 4 | 10:00 | 82.56 | 10:00 | 82.15
12 | 4 | 11:00 | 86.33 | 11:00 | 85.9
13 | 4 | 12:00 | 90.81 | 12:00 | 90.36
14 | 4 | 13:00 | 90.88 | 13:00 | 90.42
15 | 4 | 14:00 | 90.9 | 14:00 | 90.45
16 | 4 | 15:00 | 83.19 | 15:00 | 82.77
17 | 4 | 16:00 | 74.33 | 16:00 | 73.96
18 | 4 | 17:00 | 40.58 | 17:00 | 40.38
19 | 4 | 18:00 | 4.86 | 18:00 | 4.84
20 | 4 | 19:00 | 0 | 19:00 | 0
21 | 4 | 20:00 | 0 | 20:00 | 0
22 | 4 | 21:00 | 0 | 21:00 | 0
23 | 4 | 22:00 | 0 | 22:00 | 0
24 | 4 | 23:00 | 0 | 23:00 | 0
1 | 4 | 0:00 | 0 | 0:00 | 0
2 | 4 | 1:00 | 0 | 1:00 | 0
3 | 4 | 2:00 | 0 | 2:00 | 0
4 | 4 | 3:00 | 0 | 3:00 | 0
5 | 4 | 4:00 | 0 | 4:00 | 0
6 | 4 | 5:00 | 2.57 | 5:00 | 2.56
7 | 4 | 6:00 | 27.92 | 6:00 | 27.78
8 | 4 | 7:00 | 55.9 | 7:00 | 55.62
9 | 4 | 8:00 | 61.5 | 8:00 | 61.19
10 | 4 | 9:00 | 72.81 | 9:00 | 72.45
11 | 4 | 10:00 | 71.06 | 10:00 | 70.7
12 | 4 | 11:00 | 70.94 | 11:00 | 70.59
13 | 4 | 12:00 | 72.76 | 12:00 | 72.39
14 | 4 | 13:00 | 75.63 | 13:00 | 75.25
15 | 4 | 14:00 | 68.02 | 14:00 | 67.68
16 | 4 | 15:00 | 64.91 | 15:00 | 64.58
17 | 4 | 16:00 | 56.89 | 16:00 | 56.61
18 | 4 | 17:00 | 31.42 | 17:00 | 31.26
19 | 4 | 18:00 | 3.94 | 18:00 | 3.92
20 | 4 | 19:00 | 0 | 19:00 | 0
21 | 4 | 20:00 | 0 | 20:00 | 0
22 | 4 | 21:00 | 0 | 21:00 | 0
23 | 4 | 22:00 | 0 | 22:00 | 0
24 | 4 | 23:00 | 0 | 23:00 | 0
1 | 4 | 0:00 | 0 | 0:00 | 0
2 | 4 | 1:00 | 0 | 1:00 | 0
3 | 4 | 2:00 | 0 | 2:00 | 0
4 | 4 | 3:00 | 0 | 3:00 | 0
5 | 4 | 4:00 | 0 | 4:00 | 0
6 | 4 | 5:00 | 2.43 | 5:00 | 2.41
7 | 4 | 6:00 | 28.92 | 6:00 | 28.77
8 | 4 | 7:00 | 57.42 | 7:00 | 57.14
9 | 4 | 8:00 | 58.37 | 8:00 | 58.08
10 | 4 | 9:00 | 64.02 | 9:00 | 63.7
11 | 4 | 10:00 | 66.07 | 10:00 | 65.74
12 | 4 | 11:00 | 66.05 | 11:00 | 65.72
13 | 4 | 12:00 | 65.56 | 12:00 | 65.24
14 | 4 | 13:00 | 73.39 | 13:00 | 73.02
15 | 4 | 14:00 | 74.66 | 14:00 | 74.29
16 | 4 | 15:00 | 71.86 | 15:00 | 71.5
17 | 4 | 16:00 | 59.57 | 16:00 | 59.27
18 | 4 | 17:00 | 29.42 | 17:00 | 29.27
19 | 4 | 18:00 | 4.58 | 18:00 | 4.56
20 | 4 | 19:00 | 0 | 19:00 | 0
21 | 4 | 20:00 | 0 | 20:00 | 0
22 | 4 | 21:00 | 0 | 21:00 | 0
23 | 4 | 22:00 | 0 | 22:00 | 0
24 | 4 | 23:00 | 0 | 23:00 | 0
1 | 4 | 0:00 | 0 | 0:00 | 0
2 | 4 | 1:00 | 0 | 1:00 | 0
3 | 4 | 2:00 | 0 | 2:00 | 0
4 | 4 | 3:00 | 0 | 3:00 | 0
5 | 4 | 4:00 | 0 | 4:00 | 0
6 | 4 | 5:00 | 2.31 | 5:00 | 2.3
7 | 4 | 6:00 | 24.44 | 6:00 | 24.32
8 | 4 | 7:00 | 47.73 | 7:00 | 47.49
9 | 4 | 8:00 | 56.19 | 8:00 | 55.91
10 | 4 | 9:00 | 58.87 | 9:00 | 58.58
11 | 4 | 10:00 | 61.06 | 10:00 | 60.76
12 | 4 | 11:00 | 67 | 11:00 | 66.67
13 | 4 | 12:00 | 66.33 | 12:00 | 66
14 | 4 | 13:00 | 70.46 | 13:00 | 70.11
15 | 4 | 14:00 | 69.51 | 14:00 | 69.16
16 | 4 | 15:00 | 71.47 | 15:00 | 71.12
17 | 4 | 16:00 | 61.98 | 16:00 | 61.67
18 | 4 | 17:00 | 31.18 | 17:00 | 31.02
19 | 4 | 18:00 | 4.25 | 18:00 | 4.23
20 | 4 | 19:00 | 0 | 19:00 | 0
21 | 4 | 20:00 | 0 | 20:00 | 0
22 | 4 | 21:00 | 0 | 21:00 | 0
23 | 4 | 22:00 | 0 | 22:00 | 0
24 | 4 | 23:00 | 0 | 23:00 | 0
1 | 4 | 0:00 | 0 | 0:00 | 0
2 | 4 | 1:00 | 0 | 1:00 | 0
3 | 4 | 2:00 | 0 | 2:00 | 0
4 | 4 | 3:00 | 0 | 3:00 | 0
5 | 4 | 4:00 | 0 | 4:00 | 0
6 | 4 | 5:00 | 2.54 | 5:00 | 2.53
7 | 4 | 6:00 | 22.94 | 6:00 | 22.83
8 | 4 | 7:00 | 43.95 | 7:00 | 43.73
9 | 4 | 8:00 | 52.81 | 8:00 | 52.54
10 | 4 | 9:00 | 56.71 | 9:00 | 56.42
11 | 4 | 10:00 | 61.7 | 10:00 | 61.39
12 | 4 | 11:00 | 60.95 | 11:00 | 60.64
13 | 4 | 12:00 | 60.2 | 12:00 | 59.9
14 | 4 | 13:00 | 59.95 | 13:00 | 59.65
15 | 4 | 14:00 | 61.9 | 14:00 | 61.59
16 | 4 | 15:00 | 54.36 | 15:00 | 54.09
17 | 4 | 16:00 | 46.36 | 16:00 | 46.12
18 | 4 | 17:00 | 24.95 | 17:00 | 24.83
19 | 4 | 18:00 | 3.96 | 18:00 | 3.94
20 | 4 | 19:00 | 0 | 19:00 | 0
21 | 4 | 20:00 | 0 | 20:00 | 0
22 | 4 | 21:00 | 0 | 21:00 | 0
23 | 4 | 22:00 | 0 | 22:00 | 0
24 | 4 | 23:00 | 0 | 23:00 | 0
1 | 5 | 0:00 | 0 | 0:00 | 0
2 | 5 | 1:00 | 0 | 1:00 | 0
3 | 5 | 2:00 | 0 | 2:00 | 0
4 | 5 | 3:00 | 0 | 3:00 | 0
5 | 5 | 4:00 | 0 | 4:00 | 0
6 | 5 | 5:00 | 3.23 | 5:00 | 3.22
7 | 5 | 6:00 | 27.21 | 6:00 | 27.07
8 | 5 | 7:00 | 55.02 | 7:00 | 54.74
9 | 5 | 8:00 | 65.05 | 8:00 | 64.73
10 | 5 | 9:00 | 70.71 | 9:00 | 70.36
11 | 5 | 10:00 | 72.27 | 10:00 | 71.9
12 | 5 | 11:00 | 72.44 | 11:00 | 72.08
13 | 5 | 12:00 | 72.47 | 12:00 | 72.11
14 | 5 | 13:00 | 73.01 | 13:00 | 72.65
15 | 5 | 14:00 | 72.81 | 14:00 | 72.44
16 | 5 | 15:00 | 68.94 | 15:00 | 68.6
17 | 5 | 16:00 | 63.75 | 16:00 | 63.43
18 | 5 | 17:00 | 36.7 | 17:00 | 36.52
19 | 5 | 18:00 | 5.79 | 18:00 | 5.76
20 | 5 | 19:00 | 0 | 19:00 | 0
21 | 5 | 20:00 | 0 | 20:00 | 0
22 | 5 | 21:00 | 0 | 21:00 | 0
23 | 5 | 22:00 | 0 | 22:00 | 0
24 | 5 | 23:00 | 0 | 23:00 | 0
1 | 5 | 0:00 | 0 | 0:00 | 0
2 | 5 | 1:00 | 0 | 1:00 | 0
3 | 5 | 2:00 | 0 | 2:00 | 0
4 | 5 | 3:00 | 0 | 3:00 | 0
5 | 5 | 4:00 | 0 | 4:00 | 0
6 | 5 | 5:00 | 3.95 | 5:00 | 3.93
7 | 5 | 6:00 | 34.57 | 6:00 | 34.4
8 | 5 | 7:00 | 60.45 | 7:00 | 60.15
9 | 5 | 8:00 | 60.25 | 8:00 | 59.95
10 | 5 | 9:00 | 61.79 | 9:00 | 61.48
11 | 5 | 10:00 | 65.68 | 10:00 | 65.35
12 | 5 | 11:00 | 70.58 | 11:00 | 70.23
13 | 5 | 12:00 | 72.92 | 12:00 | 72.56
14 | 5 | 13:00 | 70.21 | 13:00 | 69.86
15 | 5 | 14:00 | 65.95 | 14:00 | 65.62
16 | 5 | 15:00 | 61.61 | 15:00 | 61.31
17 | 5 | 16:00 | 56.47 | 16:00 | 56.19
18 | 5 | 17:00 | 34.6 | 17:00 | 34.43
19 | 5 | 18:00 | 6.04 | 18:00 | 6.01
20 | 5 | 19:00 | 0 | 19:00 | 0
21 | 5 | 20:00 | 0 | 20:00 | 0
22 | 5 | 21:00 | 0 | 21:00 | 0
23 | 5 | 22:00 | 0 | 22:00 | 0
24 | 5 | 23:00 | 0 | 23:00 | 0
1 | 5 | 0:00 | 0 | 0:00 | 0
2 | 5 | 1:00 | 0 | 1:00 | 0
3 | 5 | 2:00 | 0 | 2:00 | 0
4 | 5 | 3:00 | 0 | 3:00 | 0
5 | 5 | 4:00 | 0 | 4:00 | 0
6 | 5 | 5:00 | 4.03 | 5:00 | 4.01
7 | 5 | 6:00 | 34.15 | 6:00 | 33.98
8 | 5 | 7:00 | 60.27 | 7:00 | 59.96
9 | 5 | 8:00 | 71.89 | 8:00 | 71.53
10 | 5 | 9:00 | 78.1 | 9:00 | 77.71
11 | 5 | 10:00 | 80.99 | 10:00 | 80.59
12 | 5 | 11:00 | 80.71 | 11:00 | 80.3
13 | 5 | 12:00 | 75.25 | 12:00 | 74.88
14 | 5 | 13:00 | 77.71 | 13:00 | 77.32
15 | 5 | 14:00 | 73.21 | 14:00 | 72.84
16 | 5 | 15:00 | 74.82 | 15:00 | 74.45
17 | 5 | 16:00 | 63.82 | 16:00 | 63.5
18 | 5 | 17:00 | 38.8 | 17:00 | 38.6
19 | 5 | 18:00 | 7.02 | 18:00 | 6.99
20 | 5 | 19:00 | 0 | 19:00 | 0
21 | 5 | 20:00 | 0 | 20:00 | 0
22 | 5 | 21:00 | 0 | 21:00 | 0
23 | 5 | 22:00 | 0 | 22:00 | 0
24 | 5 | 23:00 | 0 | 23:00 | 0
1 | 5 | 0:00 | 0 | 0:00 | 0
2 | 5 | 1:00 | 0 | 1:00 | 0
3 | 5 | 2:00 | 0 | 2:00 | 0
4 | 5 | 3:00 | 0 | 3:00 | 0
5 | 5 | 4:00 | 0 | 4:00 | 0
6 | 5 | 5:00 | 4.34 | 5:00 | 4.32
7 | 5 | 6:00 | 34.54 | 6:00 | 34.36
8 | 5 | 7:00 | 60.42 | 7:00 | 60.12
9 | 5 | 8:00 | 64.47 | 8:00 | 64.15
10 | 5 | 9:00 | 74.06 | 9:00 | 73.69
11 | 5 | 10:00 | 77.06 | 10:00 | 76.67
12 | 5 | 11:00 | 80.88 | 11:00 | 80.47
13 | 5 | 12:00 | 78.19 | 12:00 | 77.8
14 | 5 | 13:00 | 77.23 | 13:00 | 76.84
15 | 5 | 14:00 | 77.06 | 14:00 | 76.68
16 | 5 | 15:00 | 73.15 | 15:00 | 72.79
17 | 5 | 16:00 | 65.12 | 16:00 | 64.8
18 | 5 | 17:00 | 38.73 | 17:00 | 38.53
19 | 5 | 18:00 | 5.97 | 18:00 | 5.94
20 | 5 | 19:00 | 0 | 19:00 | 0
21 | 5 | 20:00 | 0 | 20:00 | 0
22 | 5 | 21:00 | 0 | 21:00 | 0
23 | 5 | 22:00 | 0 | 22:00 | 0
24 | 5 | 23:00 | 0 | 23:00 | 0
1 | 5 | 0:00 | 0 | 0:00 | 0
2 | 5 | 1:00 | 0 | 1:00 | 0
3 | 5 | 2:00 | 0 | 2:00 | 0
4 | 5 | 3:00 | 0 | 3:00 | 0
5 | 5 | 4:00 | 0 | 4:00 | 0
6 | 5 | 5:00 | 4.57 | 5:00 | 4.54
7 | 5 | 6:00 | 33.63 | 6:00 | 33.47
8 | 5 | 7:00 | 61.81 | 7:00 | 61.5
9 | 5 | 8:00 | 69.37 | 8:00 | 69.03
10 | 5 | 9:00 | 77.5 | 9:00 | 77.12
11 | 5 | 10:00 | 84.83 | 10:00 | 84.4
12 | 5 | 11:00 | 86.95 | 11:00 | 86.51
13 | 5 | 12:00 | 85.74 | 12:00 | 85.31
14 | 5 | 13:00 | 81.32 | 13:00 | 80.91
15 | 5 | 14:00 | 80.54 | 14:00 | 80.14
16 | 5 | 15:00 | 78.53 | 15:00 | 78.14
17 | 5 | 16:00 | 66.38 | 16:00 | 66.05
18 | 5 | 17:00 | 31.74 | 17:00 | 31.58
19 | 5 | 18:00 | 4.52 | 18:00 | 4.5
20 | 5 | 19:00 | 0 | 19:00 | 0
21 | 5 | 20:00 | 0 | 20:00 | 0
22 | 5 | 21:00 | 0 | 21:00 | 0
23 | 5 | 22:00 | 0 | 22:00 | 0
24 | 5 | 23:00 | 0 | 23:00 | 0
1 | 5 | 0:00 | 0 | 0:00 | 0
2 | 5 | 1:00 | 0 | 1:00 | 0
3 | 5 | 2:00 | 0 | 2:00 | 0
4 | 5 | 3:00 | 0 | 3:00 | 0
5 | 5 | 4:00 | 0 | 4:00 | 0
6 | 5 | 5:00 | 3.53 | 5:00 | 3.51
7 | 5 | 6:00 | 28.62 | 6:00 | 28.48
8 | 5 | 7:00 | 54.08 | 7:00 | 53.81
9 | 5 | 8:00 | 62.84 | 8:00 | 62.52
10 | 5 | 9:00 | 76.04 | 9:00 | 75.66
11 | 5 | 10:00 | 78.95 | 10:00 | 78.56
12 | 5 | 11:00 | 76.62 | 11:00 | 76.24
13 | 5 | 12:00 | 74.87 | 12:00 | 74.49
14 | 5 | 13:00 | 77.54 | 13:00 | 77.15
15 | 5 | 14:00 | 75.89 | 14:00 | 75.51
16 | 5 | 15:00 | 68.44 | 15:00 | 68.1
17 | 5 | 16:00 | 62.22 | 16:00 | 61.91
18 | 5 | 17:00 | 34.15 | 17:00 | 33.97
19 | 5 | 18:00 | 5.78 | 18:00 | 5.75
20 | 5 | 19:00 | 0 | 19:00 | 0
21 | 5 | 20:00 | 0 | 20:00 | 0
22 | 5 | 21:00 | 0 | 21:00 | 0
23 | 5 | 22:00 | 0 | 22:00 | 0
24 | 5 | 23:00 | 0 | 23:00 | 0
1 | 5 | 0:00 | 0 | 0:00 | 0
2 | 5 | 1:00 | 0 | 1:00 | 0
3 | 5 | 2:00 | 0 | 2:00 | 0
4 | 5 | 3:00 | 0 | 3:00 | 0
5 | 5 | 4:00 | 0 | 4:00 | 0
6 | 5 | 5:00 | 3.23 | 5:00 | 3.21
7 | 5 | 6:00 | 23.86 | 6:00 | 23.74
8 | 5 | 7:00 | 44.84 | 7:00 | 44.61
9 | 5 | 8:00 | 61.25 | 8:00 | 60.95
10 | 5 | 9:00 | 73.63 | 9:00 | 73.27
11 | 5 | 10:00 | 77.19 | 10:00 | 76.81
12 | 5 | 11:00 | 73.97 | 11:00 | 73.6
13 | 5 | 12:00 | 71.67 | 12:00 | 71.32
14 | 5 | 13:00 | 75.45 | 13:00 | 75.07
15 | 5 | 14:00 | 64.81 | 14:00 | 64.48
16 | 5 | 15:00 | 55.91 | 15:00 | 55.64
17 | 5 | 16:00 | 41.72 | 16:00 | 41.51
18 | 5 | 17:00 | 26.34 | 17:00 | 26.21
19 | 5 | 18:00 | 5.31 | 18:00 | 5.28
20 | 5 | 19:00 | 0 | 19:00 | 0
21 | 5 | 20:00 | 0 | 20:00 | 0
22 | 5 | 21:00 | 0 | 21:00 | 0
23 | 5 | 22:00 | 0 | 22:00 | 0
24 | 5 | 23:00 | 0 | 23:00 | 0
1 | 5 | 0:00 | 0 | 0:00 | 0
2 | 5 | 1:00 | 0 | 1:00 | 0
3 | 5 | 2:00 | 0 | 2:00 | 0
4 | 5 | 3:00 | 0 | 3:00 | 0
5 | 5 | 4:00 | 0 | 4:00 | 0
6 | 5 | 5:00 | 3.49 | 5:00 | 3.47
7 | 5 | 6:00 | 25.23 | 6:00 | 25.11
8 | 5 | 7:00 | 47.57 | 7:00 | 47.33
9 | 5 | 8:00 | 57.47 | 8:00 | 57.18
10 | 5 | 9:00 | 61.32 | 9:00 | 61.01
11 | 5 | 10:00 | 66.33 | 10:00 | 66
12 | 5 | 11:00 | 72.55 | 11:00 | 72.18
13 | 5 | 12:00 | 72.1 | 12:00 | 71.74
14 | 5 | 13:00 | 68.86 | 13:00 | 68.52
15 | 5 | 14:00 | 73.65 | 14:00 | 73.28
16 | 5 | 15:00 | 68.15 | 15:00 | 67.81
17 | 5 | 16:00 | 48.26 | 16:00 | 48.02
18 | 5 | 17:00 | 25.4 | 17:00 | 25.27
19 | 5 | 18:00 | 5.45 | 18:00 | 5.42
20 | 5 | 19:00 | 0 | 19:00 | 0
21 | 5 | 20:00 | 0 | 20:00 | 0
22 | 5 | 21:00 | 0 | 21:00 | 0
23 | 5 | 22:00 | 0 | 22:00 | 0
24 | 5 | 23:00 | 0 | 23:00 | 0
1 | 5 | 0:00 | 0 | 0:00 | 0
2 | 5 | 1:00 | 0 | 1:00 | 0
3 | 5 | 2:00 | 0 | 2:00 | 0
4 | 5 | 3:00 | 0 | 3:00 | 0
5 | 5 | 4:00 | 0 | 4:00 | 0
6 | 5 | 5:00 | 4.27 | 5:00 | 4.24
7 | 5 | 6:00 | 30.24 | 6:00 | 30.09
8 | 5 | 7:00 | 49.32 | 7:00 | 49.08
9 | 5 | 8:00 | 57.01 | 8:00 | 56.73
10 | 5 | 9:00 | 65.6 | 9:00 | 65.27
11 | 5 | 10:00 | 76.14 | 10:00 | 75.76
12 | 5 | 11:00 | 75.92 | 11:00 | 75.54
13 | 5 | 12:00 | 77.19 | 12:00 | 76.8
14 | 5 | 13:00 | 73.9 | 13:00 | 73.53
15 | 5 | 14:00 | 75.7 | 14:00 | 75.32
16 | 5 | 15:00 | 67.98 | 15:00 | 67.64
17 | 5 | 16:00 | 58.85 | 16:00 | 58.55
18 | 5 | 17:00 | 34.47 | 17:00 | 34.3
19 | 5 | 18:00 | 6.69 | 18:00 | 6.66
20 | 5 | 19:00 | 0 | 19:00 | 0
21 | 5 | 20:00 | 0 | 20:00 | 0
22 | 5 | 21:00 | 0 | 21:00 | 0
23 | 5 | 22:00 | 0 | 22:00 | 0
24 | 5 | 23:00 | 0 | 23:00 | 0
1 | 5 | 0:00 | 0 | 0:00 | 0
2 | 5 | 1:00 | 0 | 1:00 | 0
3 | 5 | 2:00 | 0 | 2:00 | 0
4 | 5 | 3:00 | 0 | 3:00 | 0
5 | 5 | 4:00 | 0 | 4:00 | 0
6 | 5 | 5:00 | 4.67 | 5:00 | 4.65
7 | 5 | 6:00 | 30.54 | 6:00 | 30.39
8 | 5 | 7:00 | 57.59 | 7:00 | 57.31
9 | 5 | 8:00 | 61.71 | 8:00 | 61.4
10 | 5 | 9:00 | 70.9 | 9:00 | 70.55
11 | 5 | 10:00 | 75.18 | 10:00 | 74.8
12 | 5 | 11:00 | 81.99 | 11:00 | 81.58
13 | 5 | 12:00 | 79.57 | 12:00 | 79.18
14 | 5 | 13:00 | 75.59 | 13:00 | 75.21
15 | 5 | 14:00 | 71.84 | 14:00 | 71.48
16 | 5 | 15:00 | 71.22 | 15:00 | 70.86
17 | 5 | 16:00 | 63.23 | 16:00 | 62.91
18 | 5 | 17:00 | 35.67 | 17:00 | 35.5
19 | 5 | 18:00 | 7.67 | 18:00 | 7.63
20 | 5 | 19:00 | 0 | 19:00 | 0
21 | 5 | 20:00 | 0 | 20:00 | 0
22 | 5 | 21:00 | 0 | 21:00 | 0
23 | 5 | 22:00 | 0 | 22:00 | 0
24 | 5 | 23:00 | 0 | 23:00 | 0
1 | 5 | 0:00 | 0 | 0:00 | 0
2 | 5 | 1:00 | 0 | 1:00 | 0
3 | 5 | 2:00 | 0 | 2:00 | 0
4 | 5 | 3:00 | 0 | 3:00 | 0
5 | 5 | 4:00 | 0 | 4:00 | 0
6 | 5 | 5:00 | 5.27 | 5:00 | 5.24
7 | 5 | 6:00 | 32.71 | 6:00 | 32.54
8 | 5 | 7:00 | 58.57 | 7:00 | 58.28
9 | 5 | 8:00 | 65.5 | 8:00 | 65.17
10 | 5 | 9:00 | 69.99 | 9:00 | 69.64
11 | 5 | 10:00 | 82.79 | 10:00 | 82.37
12 | 5 | 11:00 | 88.06 | 11:00 | 87.62
13 | 5 | 12:00 | 86.1 | 12:00 | 85.67
14 | 5 | 13:00 | 80.43 | 13:00 | 80.03
15 | 5 | 14:00 | 73.49 | 14:00 | 73.12
16 | 5 | 15:00 | 70.18 | 15:00 | 69.83
17 | 5 | 16:00 | 59.39 | 16:00 | 59.09
18 | 5 | 17:00 | 34.23 | 17:00 | 34.06
19 | 5 | 18:00 | 7.05 | 18:00 | 7.02
20 | 5 | 19:00 | 0 | 19:00 | 0
21 | 5 | 20:00 | 0 | 20:00 | 0
22 | 5 | 21:00 | 0 | 21:00 | 0
23 | 5 | 22:00 | 0 | 22:00 | 0
24 | 5 | 23:00 | 0 | 23:00 | 0
1 | 5 | 0:00 | 0 | 0:00 | 0
2 | 5 | 1:00 | 0 | 1:00 | 0
3 | 5 | 2:00 | 0 | 2:00 | 0
4 | 5 | 3:00 | 0 | 3:00 | 0
5 | 5 | 4:00 | 0 | 4:00 | 0
6 | 5 | 5:00 | 5.41 | 5:00 | 5.38
7 | 5 | 6:00 | 32.07 | 6:00 | 31.91
8 | 5 | 7:00 | 60.33 | 7:00 | 60.03
9 | 5 | 8:00 | 67.52 | 8:00 | 67.18
10 | 5 | 9:00 | 72.35 | 9:00 | 71.99
11 | 5 | 10:00 | 78.17 | 10:00 | 77.78
12 | 5 | 11:00 | 80.25 | 11:00 | 79.85
13 | 5 | 12:00 | 75.29 | 12:00 | 74.92
14 | 5 | 13:00 | 74.95 | 13:00 | 74.58
15 | 5 | 14:00 | 73.19 | 14:00 | 72.82
16 | 5 | 15:00 | 70.38 | 15:00 | 70.03
17 | 5 | 16:00 | 59.2 | 16:00 | 58.9
18 | 5 | 17:00 | 37.54 | 17:00 | 37.35
19 | 5 | 18:00 | 7.72 | 18:00 | 7.68
20 | 5 | 19:00 | 0 | 19:00 | 0
21 | 5 | 20:00 | 0 | 20:00 | 0
22 | 5 | 21:00 | 0 | 21:00 | 0
23 | 5 | 22:00 | 0 | 22:00 | 0
24 | 5 | 23:00 | 0 | 23:00 | 0
1 | 5 | 0:00 | 0 | 0:00 | 0
2 | 5 | 1:00 | 0 | 1:00 | 0
3 | 5 | 2:00 | 0 | 2:00 | 0
4 | 5 | 3:00 | 0 | 3:00 | 0
5 | 5 | 4:00 | 0 | 4:00 | 0
6 | 5 | 5:00 | 6.6 | 5:00 | 6.57
7 | 5 | 6:00 | 39.26 | 6:00 | 39.06
8 | 5 | 7:00 | 70.41 | 7:00 | 70.05
9 | 5 | 8:00 | 78.65 | 8:00 | 78.25
10 | 5 | 9:00 | 80.11 | 9:00 | 79.71
11 | 5 | 10:00 | 83.09 | 10:00 | 82.68
12 | 5 | 11:00 | 87.57 | 11:00 | 87.13
13 | 5 | 12:00 | 79.48 | 12:00 | 79.08
14 | 5 | 13:00 | 83.87 | 13:00 | 83.45
15 | 5 | 14:00 | 81.29 | 14:00 | 80.89
16 | 5 | 15:00 | 63.85 | 15:00 | 63.53
17 | 5 | 16:00 | 48.19 | 16:00 | 47.95
18 | 5 | 17:00 | 30.36 | 17:00 | 30.21
19 | 5 | 18:00 | 6.54 | 18:00 | 6.51
20 | 5 | 19:00 | 0 | 19:00 | 0
21 | 5 | 20:00 | 0 | 20:00 | 0
22 | 5 | 21:00 | 0 | 21:00 | 0
23 | 5 | 22:00 | 0 | 22:00 | 0
24 | 5 | 23:00 | 0 | 23:00 | 0
1 | 5 | 0:00 | 0 | 0:00 | 0
2 | 5 | 1:00 | 0 | 1:00 | 0
3 | 5 | 2:00 | 0 | 2:00 | 0
4 | 5 | 3:00 | 0 | 3:00 | 0
5 | 5 | 4:00 | 0 | 4:00 | 0
6 | 5 | 5:00 | 5.27 | 5:00 | 5.25
7 | 5 | 6:00 | 30.02 | 6:00 | 29.87
8 | 5 | 7:00 | 53.06 | 7:00 | 52.79
9 | 5 | 8:00 | 54.44 | 8:00 | 54.17
10 | 5 | 9:00 | 61.89 | 9:00 | 61.58
11 | 5 | 10:00 | 70.3 | 10:00 | 69.95
12 | 5 | 11:00 | 76.66 | 11:00 | 76.27
13 | 5 | 12:00 | 76.69 | 12:00 | 76.31
14 | 5 | 13:00 | 75.8 | 13:00 | 75.43
15 | 5 | 14:00 | 71.63 | 14:00 | 71.27
16 | 5 | 15:00 | 60.19 | 15:00 | 59.89
17 | 5 | 16:00 | 54.7 | 16:00 | 54.42
18 | 5 | 17:00 | 32.31 | 17:00 | 32.15
19 | 5 | 18:00 | 7.46 | 18:00 | 7.42
20 | 5 | 19:00 | 0 | 19:00 | 0
21 | 5 | 20:00 | 0 | 20:00 | 0
22 | 5 | 21:00 | 0 | 21:00 | 0
23 | 5 | 22:00 | 0 | 22:00 | 0
24 | 5 | 23:00 | 0 | 23:00 | 0
1 | 5 | 0:00 | 0 | 0:00 | 0
2 | 5 | 1:00 | 0 | 1:00 | 0
3 | 5 | 2:00 | 0 | 2:00 | 0
4 | 5 | 3:00 | 0 | 3:00 | 0
5 | 5 | 4:00 | 0 | 4:00 | 0
6 | 5 | 5:00 | 6.42 | 5:00 | 6.38
7 | 5 | 6:00 | 33.35 | 6:00 | 33.19
8 | 5 | 7:00 | 55.1 | 7:00 | 54.82
9 | 5 | 8:00 | 58.98 | 8:00 | 58.69
10 | 5 | 9:00 | 68.23 | 9:00 | 67.89
11 | 5 | 10:00 | 78.37 | 10:00 | 77.98
12 | 5 | 11:00 | 83.48 | 11:00 | 83.06
13 | 5 | 12:00 | 81.02 | 12:00 | 80.61
14 | 5 | 13:00 | 72.31 | 13:00 | 71.95
15 | 5 | 14:00 | 73.15 | 14:00 | 72.78
16 | 5 | 15:00 | 74.45 | 15:00 | 74.08
17 | 5 | 16:00 | 63.69 | 16:00 | 63.37
18 | 5 | 17:00 | 40.17 | 17:00 | 39.97
19 | 5 | 18:00 | 8.68 | 18:00 | 8.64
20 | 5 | 19:00 | 0 | 19:00 | 0
21 | 5 | 20:00 | 0 | 20:00 | 0
22 | 5 | 21:00 | 0 | 21:00 | 0
23 | 5 | 22:00 | 0 | 22:00 | 0
24 | 5 | 23:00 | 0 | 23:00 | 0
1 | 5 | 0:00 | 0 | 0:00 | 0
2 | 5 | 1:00 | 0 | 1:00 | 0
3 | 5 | 2:00 | 0 | 2:00 | 0
4 | 5 | 3:00 | 0 | 3:00 | 0
5 | 5 | 4:00 | 0 | 4:00 | 0
6 | 5 | 5:00 | 6.73 | 5:00 | 6.7
7 | 5 | 6:00 | 37.18 | 6:00 | 37
8 | 5 | 7:00 | 61.27 | 7:00 | 60.97
9 | 5 | 8:00 | 71.44 | 8:00 | 71.09
10 | 5 | 9:00 | 78.27 | 9:00 | 77.88
11 | 5 | 10:00 | 79.66 | 10:00 | 79.26
12 | 5 | 11:00 | 81.06 | 11:00 | 80.65
13 | 5 | 12:00 | 81.47 | 12:00 | 81.06
14 | 5 | 13:00 | 80.1 | 13:00 | 79.7
15 | 5 | 14:00 | 80.64 | 14:00 | 80.24
16 | 5 | 15:00 | 75.82 | 15:00 | 75.44
17 | 5 | 16:00 | 64.8 | 16:00 | 64.48
18 | 5 | 17:00 | 41.38 | 17:00 | 41.17
19 | 5 | 18:00 | 9.61 | 18:00 | 9.56
20 | 5 | 19:00 | 0 | 19:00 | 0
21 | 5 | 20:00 | 0 | 20:00 | 0
22 | 5 | 21:00 | 0 | 21:00 | 0
23 | 5 | 22:00 | 0 | 22:00 | 0
24 | 5 | 23:00 | 0 | 23:00 | 0
1 | 5 | 0:00 | 0 | 0:00 | 0
2 | 5 | 1:00 | 0 | 1:00 | 0
3 | 5 | 2:00 | 0 | 2:00 | 0
4 | 5 | 3:00 | 0 | 3:00 | 0
5 | 5 | 4:00 | 0 | 4:00 | 0
6 | 5 | 5:00 | 8.07 | 5:00 | 8.03
7 | 5 | 6:00 | 43.39 | 6:00 | 43.17
8 | 5 | 7:00 | 71.94 | 7:00 | 71.58
9 | 5 | 8:00 | 82.01 | 8:00 | 81.6
10 | 5 | 9:00 | 88.28 | 9:00 | 87.84
11 | 5 | 10:00 | 92.63 | 10:00 | 92.16
12 | 5 | 11:00 | 91.63 | 11:00 | 91.17
13 | 5 | 12:00 | 91.76 | 12:00 | 91.3
14 | 5 | 13:00 | 89.84 | 13:00 | 89.39
15 | 5 | 14:00 | 89.69 | 14:00 | 89.24
16 | 5 | 15:00 | 87.5 | 15:00 | 87.07
17 | 5 | 16:00 | 80.14 | 16:00 | 79.74
18 | 5 | 17:00 | 45.24 | 17:00 | 45.02
19 | 5 | 18:00 | 9.18 | 18:00 | 9.14
20 | 5 | 19:00 | 0 | 19:00 | 0
21 | 5 | 20:00 | 0 | 20:00 | 0
22 | 5 | 21:00 | 0 | 21:00 | 0
23 | 5 | 22:00 | 0 | 22:00 | 0
24 | 5 | 23:00 | 0 | 23:00 | 0
1 | 5 | 0:00 | 0 | 0:00 | 0
2 | 5 | 1:00 | 0 | 1:00 | 0
3 | 5 | 2:00 | 0 | 2:00 | 0
4 | 5 | 3:00 | 0 | 3:00 | 0
5 | 5 | 4:00 | 0 | 4:00 | 0
6 | 5 | 5:00 | 6.66 | 5:00 | 6.62
7 | 5 | 6:00 | 35.26 | 6:00 | 35.08
8 | 5 | 7:00 | 57 | 7:00 | 56.72
9 | 5 | 8:00 | 69.36 | 8:00 | 69.01
10 | 5 | 9:00 | 75.81 | 9:00 | 75.43
11 | 5 | 10:00 | 79.38 | 10:00 | 78.99
12 | 5 | 11:00 | 76.77 | 11:00 | 76.39
13 | 5 | 12:00 | 73.52 | 12:00 | 73.16
14 | 5 | 13:00 | 80.53 | 13:00 | 80.13
15 | 5 | 14:00 | 82.7 | 14:00 | 82.29
16 | 5 | 15:00 | 79.12 | 15:00 | 78.73
17 | 5 | 16:00 | 69.44 | 16:00 | 69.09
18 | 5 | 17:00 | 42.23 | 17:00 | 42.02
19 | 5 | 18:00 | 9.86 | 18:00 | 9.81
20 | 5 | 19:00 | 0 | 19:00 | 0
21 | 5 | 20:00 | 0 | 20:00 | 0
22 | 5 | 21:00 | 0 | 21:00 | 0
23 | 5 | 22:00 | 0 | 22:00 | 0
24 | 5 | 23:00 | 0 | 23:00 | 0
1 | 5 | 0:00 | 0 | 0:00 | 0
2 | 5 | 1:00 | 0 | 1:00 | 0
3 | 5 | 2:00 | 0 | 2:00 | 0
4 | 5 | 3:00 | 0 | 3:00 | 0
5 | 5 | 4:00 | 0 | 4:00 | 0
6 | 5 | 5:00 | 7.05 | 5:00 | 7.01
7 | 5 | 6:00 | 37.85 | 6:00 | 37.66
8 | 5 | 7:00 | 64.38 | 7:00 | 64.06
9 | 5 | 8:00 | 72.01 | 8:00 | 71.65
10 | 5 | 9:00 | 78.63 | 9:00 | 78.23
11 | 5 | 10:00 | 80.86 | 10:00 | 80.46
12 | 5 | 11:00 | 81.32 | 11:00 | 80.91
13 | 5 | 12:00 | 83.72 | 12:00 | 83.31
14 | 5 | 13:00 | 81.03 | 13:00 | 80.62
15 | 5 | 14:00 | 79.02 | 14:00 | 78.63
16 | 5 | 15:00 | 72.76 | 15:00 | 72.4
17 | 5 | 16:00 | 66.14 | 16:00 | 65.81
18 | 5 | 17:00 | 41.48 | 17:00 | 41.28
19 | 5 | 18:00 | 10.24 | 18:00 | 10.19
20 | 5 | 19:00 | 0 | 19:00 | 0
21 | 5 | 20:00 | 0 | 20:00 | 0
22 | 5 | 21:00 | 0 | 21:00 | 0
23 | 5 | 22:00 | 0 | 22:00 | 0
24 | 5 | 23:00 | 0 | 23:00 | 0
1 | 5 | 0:00 | 0 | 0:00 | 0
2 | 5 | 1:00 | 0 | 1:00 | 0
3 | 5 | 2:00 | 0 | 2:00 | 0
4 | 5 | 3:00 | 0 | 3:00 | 0
5 | 5 | 4:00 | 0 | 4:00 | 0
6 | 5 | 5:00 | 7.95 | 5:00 | 7.91
7 | 5 | 6:00 | 42.57 | 6:00 | 42.35
8 | 5 | 7:00 | 71.89 | 7:00 | 71.53
9 | 5 | 8:00 | 77.68 | 8:00 | 77.29
10 | 5 | 9:00 | 79.38 | 9:00 | 78.99
11 | 5 | 10:00 | 79.87 | 10:00 | 79.47
12 | 5 | 11:00 | 81.5 | 11:00 | 81.09
13 | 5 | 12:00 | 82.98 | 12:00 | 82.57
14 | 5 | 13:00 | 81.81 | 13:00 | 81.4
15 | 5 | 14:00 | 78.27 | 14:00 | 77.87
16 | 5 | 15:00 | 72.33 | 15:00 | 71.97
17 | 5 | 16:00 | 60.77 | 16:00 | 60.46
18 | 5 | 17:00 | 38.92 | 17:00 | 38.73
19 | 5 | 18:00 | 9.73 | 18:00 | 9.68
20 | 5 | 19:00 | 0 | 19:00 | 0
21 | 5 | 20:00 | 0 | 20:00 | 0
22 | 5 | 21:00 | 0 | 21:00 | 0
23 | 5 | 22:00 | 0 | 22:00 | 0
24 | 5 | 23:00 | 0 | 23:00 | 0
1 | 5 | 0:00 | 0 | 0:00 | 0
2 | 5 | 1:00 | 0 | 1:00 | 0
3 | 5 | 2:00 | 0 | 2:00 | 0
4 | 5 | 3:00 | 0 | 3:00 | 0
5 | 5 | 4:00 | 0 | 4:00 | 0
6 | 5 | 5:00 | 8.65 | 5:00 | 8.61
7 | 5 | 6:00 | 44.41 | 6:00 | 44.19
8 | 5 | 7:00 | 76.62 | 7:00 | 76.23
9 | 5 | 8:00 | 77.04 | 8:00 | 76.65
10 | 5 | 9:00 | 79.87 | 9:00 | 79.47
11 | 5 | 10:00 | 84.35 | 10:00 | 83.93
12 | 5 | 11:00 | 85.58 | 11:00 | 85.16
13 | 5 | 12:00 | 83.67 | 12:00 | 83.25
14 | 5 | 13:00 | 85.5 | 13:00 | 85.07
15 | 5 | 14:00 | 83.72 | 14:00 | 83.3
16 | 5 | 15:00 | 76.18 | 15:00 | 75.8
17 | 5 | 16:00 | 67.88 | 16:00 | 67.54
18 | 5 | 17:00 | 39.41 | 17:00 | 39.21
19 | 5 | 18:00 | 10.01 | 18:00 | 9.96
20 | 5 | 19:00 | 0 | 19:00 | 0
21 | 5 | 20:00 | 0 | 20:00 | 0
22 | 5 | 21:00 | 0 | 21:00 | 0
23 | 5 | 22:00 | 0 | 22:00 | 0
24 | 5 | 23:00 | 0 | 23:00 | 0
1 | 5 | 0:00 | 0 | 0:00 | 0
2 | 5 | 1:00 | 0 | 1:00 | 0
3 | 5 | 2:00 | 0 | 2:00 | 0
4 | 5 | 3:00 | 0 | 3:00 | 0
5 | 5 | 4:00 | 0 | 4:00 | 0
6 | 5 | 5:00 | 8.72 | 5:00 | 8.68
7 | 5 | 6:00 | 43.79 | 6:00 | 43.57
8 | 5 | 7:00 | 70.02 | 7:00 | 69.67
9 | 5 | 8:00 | 74.45 | 8:00 | 74.08
10 | 5 | 9:00 | 76.52 | 9:00 | 76.13
11 | 5 | 10:00 | 79.71 | 10:00 | 79.31
12 | 5 | 11:00 | 79.63 | 11:00 | 79.23
13 | 5 | 12:00 | 84 | 12:00 | 83.58
14 | 5 | 13:00 | 80.56 | 13:00 | 80.16
15 | 5 | 14:00 | 68.32 | 14:00 | 67.98
16 | 5 | 15:00 | 59.65 | 15:00 | 59.35
17 | 5 | 16:00 | 47.7 | 16:00 | 47.46
18 | 5 | 17:00 | 31.65 | 17:00 | 31.49
19 | 5 | 18:00 | 7.14 | 18:00 | 7.1
20 | 5 | 19:00 | 0 | 19:00 | 0
21 | 5 | 20:00 | 0 | 20:00 | 0
22 | 5 | 21:00 | 0 | 21:00 | 0
23 | 5 | 22:00 | 0 | 22:00 | 0
24 | 5 | 23:00 | 0 | 23:00 | 0
1 | 5 | 0:00 | 0 | 0:00 | 0
2 | 5 | 1:00 | 0 | 1:00 | 0
3 | 5 | 2:00 | 0 | 2:00 | 0
4 | 5 | 3:00 | 0 | 3:00 | 0
5 | 5 | 4:00 | 0 | 4:00 | 0
6 | 5 | 5:00 | 7.53 | 5:00 | 7.49
7 | 5 | 6:00 | 36.95 | 6:00 | 36.77
8 | 5 | 7:00 | 55.94 | 7:00 | 55.66
9 | 5 | 8:00 | 59.72 | 8:00 | 59.42
10 | 5 | 9:00 | 74.4 | 9:00 | 74.03
11 | 5 | 10:00 | 81.51 | 10:00 | 81.1
12 | 5 | 11:00 | 87.04 | 11:00 | 86.6
13 | 5 | 12:00 | 81.55 | 12:00 | 81.14
14 | 5 | 13:00 | 81.05 | 13:00 | 80.64
15 | 5 | 14:00 | 80.27 | 14:00 | 79.87
16 | 5 | 15:00 | 74.57 | 15:00 | 74.2
17 | 5 | 16:00 | 56.89 | 16:00 | 56.6
18 | 5 | 17:00 | 32.08 | 17:00 | 31.92
19 | 5 | 18:00 | 7.69 | 18:00 | 7.65
20 | 5 | 19:00 | 0 | 19:00 | 0
21 | 5 | 20:00 | 0 | 20:00 | 0
22 | 5 | 21:00 | 0 | 21:00 | 0
23 | 5 | 22:00 | 0 | 22:00 | 0
24 | 5 | 23:00 | 0 | 23:00 | 0
1 | 5 | 0:00 | 0 | 0:00 | 0
2 | 5 | 1:00 | 0 | 1:00 | 0
3 | 5 | 2:00 | 0 | 2:00 | 0
4 | 5 | 3:00 | 0 | 3:00 | 0
5 | 5 | 4:00 | 0 | 4:00 | 0
6 | 5 | 5:00 | 6.79 | 5:00 | 6.75
7 | 5 | 6:00 | 33.74 | 6:00 | 33.57
8 | 5 | 7:00 | 52.11 | 7:00 | 51.85
9 | 5 | 8:00 | 67.13 | 8:00 | 66.79
10 | 5 | 9:00 | 79.5 | 9:00 | 79.1
11 | 5 | 10:00 | 83.08 | 10:00 | 82.67
12 | 5 | 11:00 | 84.06 | 11:00 | 83.64
13 | 5 | 12:00 | 84.11 | 12:00 | 83.69
14 | 5 | 13:00 | 79.38 | 13:00 | 78.99
15 | 5 | 14:00 | 75.14 | 14:00 | 74.76
16 | 5 | 15:00 | 68.27 | 15:00 | 67.93
17 | 5 | 16:00 | 59.52 | 16:00 | 59.23
18 | 5 | 17:00 | 37.77 | 17:00 | 37.59
19 | 5 | 18:00 | 8.87 | 18:00 | 8.82
20 | 5 | 19:00 | 0 | 19:00 | 0
21 | 5 | 20:00 | 0 | 20:00 | 0
22 | 5 | 21:00 | 0 | 21:00 | 0
23 | 5 | 22:00 | 0 | 22:00 | 0
24 | 5 | 23:00 | 0 | 23:00 | 0
1 | 5 | 0:00 | 0 | 0:00 | 0
2 | 5 | 1:00 | 0 | 1:00 | 0
3 | 5 | 2:00 | 0 | 2:00 | 0
4 | 5 | 3:00 | 0 | 3:00 | 0
5 | 5 | 4:00 | 0 | 4:00 | 0
6 | 5 | 5:00 | 6.64 | 5:00 | 6.6
7 | 5 | 6:00 | 32.4 | 6:00 | 32.23
8 | 5 | 7:00 | 59.01 | 7:00 | 58.72
9 | 5 | 8:00 | 69.34 | 8:00 | 68.99
10 | 5 | 9:00 | 74.93 | 9:00 | 74.56
11 | 5 | 10:00 | 83.41 | 10:00 | 83
12 | 5 | 11:00 | 81.06 | 11:00 | 80.66
13 | 5 | 12:00 | 82.2 | 12:00 | 81.79
14 | 5 | 13:00 | 76.82 | 13:00 | 76.43
15 | 5 | 14:00 | 67.53 | 14:00 | 67.19
16 | 5 | 15:00 | 58.52 | 15:00 | 58.23
17 | 5 | 16:00 | 47.95 | 16:00 | 47.71
18 | 5 | 17:00 | 29.49 | 17:00 | 29.35
19 | 5 | 18:00 | 8.02 | 18:00 | 7.98
20 | 5 | 19:00 | 0 | 19:00 | 0
21 | 5 | 20:00 | 0 | 20:00 | 0
22 | 5 | 21:00 | 0 | 21:00 | 0
23 | 5 | 22:00 | 0 | 22:00 | 0
24 | 5 | 23:00 | 0 | 23:00 | 0
1 | 5 | 0:00 | 0 | 0:00 | 0
2 | 5 | 1:00 | 0 | 1:00 | 0
3 | 5 | 2:00 | 0 | 2:00 | 0
4 | 5 | 3:00 | 0 | 3:00 | 0
5 | 5 | 4:00 | 0 | 4:00 | 0
6 | 5 | 5:00 | 7.34 | 5:00 | 7.3
7 | 5 | 6:00 | 33.88 | 6:00 | 33.71
8 | 5 | 7:00 | 54.17 | 7:00 | 53.9
9 | 5 | 8:00 | 64.27 | 8:00 | 63.95
10 | 5 | 9:00 | 73.18 | 9:00 | 72.81
11 | 5 | 10:00 | 81.65 | 10:00 | 81.24
12 | 5 | 11:00 | 84.62 | 11:00 | 84.2
13 | 5 | 12:00 | 81.76 | 12:00 | 81.35
14 | 5 | 13:00 | 83.79 | 13:00 | 83.37
15 | 5 | 14:00 | 80.86 | 14:00 | 80.46
16 | 5 | 15:00 | 72.37 | 15:00 | 72.01
17 | 5 | 16:00 | 59.36 | 16:00 | 59.06
18 | 5 | 17:00 | 36.85 | 17:00 | 36.66
19 | 5 | 18:00 | 10.52 | 18:00 | 10.47
20 | 5 | 19:00 | 0 | 19:00 | 0
21 | 5 | 20:00 | 0 | 20:00 | 0
22 | 5 | 21:00 | 0 | 21:00 | 0
23 | 5 | 22:00 | 0 | 22:00 | 0
24 | 5 | 23:00 | 0 | 23:00 | 0
1 | 5 | 0:00 | 0 | 0:00 | 0
2 | 5 | 1:00 | 0 | 1:00 | 0
3 | 5 | 2:00 | 0 | 2:00 | 0
4 | 5 | 3:00 | 0 | 3:00 | 0
5 | 5 | 4:00 | 0 | 4:00 | 0
6 | 5 | 5:00 | 8.33 | 5:00 | 8.29
7 | 5 | 6:00 | 38.42 | 6:00 | 38.23
8 | 5 | 7:00 | 58.08 | 7:00 | 57.79
9 | 5 | 8:00 | 70.47 | 8:00 | 70.11
10 | 5 | 9:00 | 76.16 | 9:00 | 75.78
11 | 5 | 10:00 | 78.32 | 10:00 | 77.93
12 | 5 | 11:00 | 80.5 | 11:00 | 80.09
13 | 5 | 12:00 | 80.53 | 12:00 | 80.13
14 | 5 | 13:00 | 74.38 | 13:00 | 74.01
15 | 5 | 14:00 | 65.77 | 14:00 | 65.44
16 | 5 | 15:00 | 58.58 | 15:00 | 58.29
17 | 5 | 16:00 | 50.34 | 16:00 | 50.09
18 | 5 | 17:00 | 29.98 | 17:00 | 29.83
19 | 5 | 18:00 | 7.87 | 18:00 | 7.83
20 | 5 | 19:00 | 0 | 19:00 | 0
21 | 5 | 20:00 | 0 | 20:00 | 0
22 | 5 | 21:00 | 0 | 21:00 | 0
23 | 5 | 22:00 | 0 | 22:00 | 0
24 | 5 | 23:00 | 0 | 23:00 | 0
1 | 5 | 0:00 | 0 | 0:00 | 0
2 | 5 | 1:00 | 0 | 1:00 | 0
3 | 5 | 2:00 | 0 | 2:00 | 0
4 | 5 | 3:00 | 0 | 3:00 | 0
5 | 5 | 4:00 | 0 | 4:00 | 0
6 | 5 | 5:00 | 5.98 | 5:00 | 5.95
7 | 5 | 6:00 | 27.12 | 6:00 | 26.98
8 | 5 | 7:00 | 42.79 | 7:00 | 42.58
9 | 5 | 8:00 | 54.82 | 8:00 | 54.54
10 | 5 | 9:00 | 68.92 | 9:00 | 68.57
11 | 5 | 10:00 | 72.6 | 10:00 | 72.24
12 | 5 | 11:00 | 80.85 | 11:00 | 80.44
13 | 5 | 12:00 | 78.55 | 12:00 | 78.15
14 | 5 | 13:00 | 81.02 | 13:00 | 80.62
15 | 5 | 14:00 | 76.59 | 14:00 | 76.21
16 | 5 | 15:00 | 73.89 | 15:00 | 73.52
17 | 5 | 16:00 | 65.01 | 16:00 | 64.69
18 | 5 | 17:00 | 38.11 | 17:00 | 37.92
19 | 5 | 18:00 | 10.14 | 18:00 | 10.09
20 | 5 | 19:00 | 0 | 19:00 | 0
21 | 5 | 20:00 | 0 | 20:00 | 0
22 | 5 | 21:00 | 0 | 21:00 | 0
23 | 5 | 22:00 | 0 | 22:00 | 0
24 | 5 | 23:00 | 0 | 23:00 | 0
1 | 5 | 0:00 | 0 | 0:00 | 0
2 | 5 | 1:00 | 0 | 1:00 | 0
3 | 5 | 2:00 | 0 | 2:00 | 0
4 | 5 | 3:00 | 0 | 3:00 | 0
5 | 5 | 4:00 | 0 | 4:00 | 0
6 | 5 | 5:00 | 7.73 | 5:00 | 7.69
7 | 5 | 6:00 | 34.4 | 6:00 | 34.23
8 | 5 | 7:00 | 60.57 | 7:00 | 60.27
9 | 5 | 8:00 | 70.18 | 8:00 | 69.83
10 | 5 | 9:00 | 70.21 | 9:00 | 69.86
11 | 5 | 10:00 | 78.24 | 10:00 | 77.85
12 | 5 | 11:00 | 84.02 | 11:00 | 83.6
13 | 5 | 12:00 | 81 | 12:00 | 80.59
14 | 5 | 13:00 | 82.26 | 13:00 | 81.85
15 | 5 | 14:00 | 79.71 | 14:00 | 79.32
16 | 5 | 15:00 | 72.96 | 15:00 | 72.6
17 | 5 | 16:00 | 61.78 | 16:00 | 61.47
18 | 5 | 17:00 | 44.75 | 17:00 | 44.52
19 | 5 | 18:00 | 10.97 | 18:00 | 10.91
20 | 5 | 19:00 | 0 | 19:00 | 0
21 | 5 | 20:00 | 0 | 20:00 | 0
22 | 5 | 21:00 | 0 | 21:00 | 0
23 | 5 | 22:00 | 0 | 22:00 | 0
24 | 5 | 23:00 | 0 | 23:00 | 0
1 | 5 | 0:00 | 0 | 0:00 | 0
2 | 5 | 1:00 | 0 | 1:00 | 0
3 | 5 | 2:00 | 0 | 2:00 | 0
4 | 5 | 3:00 | 0 | 3:00 | 0
5 | 5 | 4:00 | 0 | 4:00 | 0
6 | 5 | 5:00 | 8.53 | 5:00 | 8.49
7 | 5 | 6:00 | 37.05 | 6:00 | 36.86
8 | 5 | 7:00 | 60.34 | 7:00 | 60.04
9 | 5 | 8:00 | 66.99 | 8:00 | 66.66
10 | 5 | 9:00 | 75 | 9:00 | 74.62
11 | 5 | 10:00 | 79.27 | 10:00 | 78.87
12 | 5 | 11:00 | 83.64 | 11:00 | 83.22
13 | 5 | 12:00 | 83.92 | 12:00 | 83.5
14 | 5 | 13:00 | 78.55 | 13:00 | 78.15
15 | 5 | 14:00 | 78.84 | 14:00 | 78.45
16 | 5 | 15:00 | 72.75 | 15:00 | 72.39
17 | 5 | 16:00 | 60.98 | 16:00 | 60.67
18 | 5 | 17:00 | 42.26 | 17:00 | 42.05
19 | 5 | 18:00 | 11.82 | 18:00 | 11.76
20 | 5 | 19:00 | 0 | 19:00 | 0
21 | 5 | 20:00 | 0 | 20:00 | 0
22 | 5 | 21:00 | 0 | 21:00 | 0
23 | 5 | 22:00 | 0 | 22:00 | 0
24 | 5 | 23:00 | 0 | 23:00 | 0
1 | 5 | 0:00 | 0 | 0:00 | 0
2 | 5 | 1:00 | 0 | 1:00 | 0
3 | 5 | 2:00 | 0 | 2:00 | 0
4 | 5 | 3:00 | 0 | 3:00 | 0
5 | 5 | 4:00 | 0 | 4:00 | 0
6 | 5 | 5:00 | 6.16 | 5:00 | 6.13
7 | 5 | 6:00 | 27.92 | 6:00 | 27.78
8 | 5 | 7:00 | 55.79 | 7:00 | 55.51
9 | 5 | 8:00 | 69.27 | 8:00 | 68.92
10 | 5 | 9:00 | 80.39 | 9:00 | 79.99
11 | 5 | 10:00 | 86.05 | 10:00 | 85.62
12 | 5 | 11:00 | 83.82 | 11:00 | 83.4
13 | 5 | 12:00 | 89.2 | 12:00 | 88.75
14 | 5 | 13:00 | 88.83 | 13:00 | 88.38
15 | 5 | 14:00 | 85.06 | 14:00 | 84.63
16 | 5 | 15:00 | 80.71 | 15:00 | 80.31
17 | 5 | 16:00 | 68.26 | 16:00 | 67.92
18 | 5 | 17:00 | 41.13 | 17:00 | 40.92
19 | 5 | 18:00 | 12.09 | 18:00 | 12.03
20 | 5 | 19:00 | 0 | 19:00 | 0
21 | 5 | 20:00 | 0 | 20:00 | 0
22 | 5 | 21:00 | 0 | 21:00 | 0
23 | 5 | 22:00 | 0 | 22:00 | 0
24 | 5 | 23:00 | 0 | 23:00 | 0
1 | 6 | 0:00 | 0 | 0:00 | 0
2 | 6 | 1:00 | 0 | 1:00 | 0
3 | 6 | 2:00 | 0 | 2:00 | 0
4 | 6 | 3:00 | 0 | 3:00 | 0
5 | 6 | 4:00 | 0 | 4:00 | 0
6 | 6 | 5:00 | 9.5 | 5:00 | 9.46
7 | 6 | 6:00 | 39.18 | 6:00 | 38.99
8 | 6 | 7:00 | 58.1 | 7:00 | 57.81
9 | 6 | 8:00 | 71.87 | 8:00 | 71.51
10 | 6 | 9:00 | 84.19 | 9:00 | 83.77
11 | 6 | 10:00 | 90.38 | 10:00 | 89.93
12 | 6 | 11:00 | 90.46 | 11:00 | 90.01
13 | 6 | 12:00 | 90.82 | 12:00 | 90.37
14 | 6 | 13:00 | 88.88 | 13:00 | 88.43
15 | 6 | 14:00 | 84.48 | 14:00 | 84.06
16 | 6 | 15:00 | 76.03 | 15:00 | 75.65
17 | 6 | 16:00 | 63.74 | 16:00 | 63.42
18 | 6 | 17:00 | 44.76 | 17:00 | 44.54
19 | 6 | 18:00 | 13.19 | 18:00 | 13.12
20 | 6 | 19:00 | 0 | 19:00 | 0
21 | 6 | 20:00 | 0 | 20:00 | 0
22 | 6 | 21:00 | 0 | 21:00 | 0
23 | 6 | 22:00 | 0 | 22:00 | 0
24 | 6 | 23:00 | 0 | 23:00 | 0
1 | 6 | 0:00 | 0 | 0:00 | 0
2 | 6 | 1:00 | 0 | 1:00 | 0
3 | 6 | 2:00 | 0 | 2:00 | 0
4 | 6 | 3:00 | 0 | 3:00 | 0
5 | 6 | 4:00 | 0 | 4:00 | 0
6 | 6 | 5:00 | 8.52 | 5:00 | 8.48
7 | 6 | 6:00 | 37.76 | 6:00 | 37.57
8 | 6 | 7:00 | 58.77 | 7:00 | 58.47
9 | 6 | 8:00 | 68.01 | 8:00 | 67.67
10 | 6 | 9:00 | 72.94 | 9:00 | 72.57
11 | 6 | 10:00 | 80.44 | 10:00 | 80.04
12 | 6 | 11:00 | 80.99 | 11:00 | 80.58
13 | 6 | 12:00 | 81.24 | 12:00 | 80.83
14 | 6 | 13:00 | 82.02 | 13:00 | 81.61
15 | 6 | 14:00 | 79.52 | 14:00 | 79.12
16 | 6 | 15:00 | 73.47 | 15:00 | 73.11
17 | 6 | 16:00 | 60.63 | 16:00 | 60.33
18 | 6 | 17:00 | 39.75 | 17:00 | 39.55
19 | 6 | 18:00 | 12.03 | 18:00 | 11.97
20 | 6 | 19:00 | 0 | 19:00 | 0
21 | 6 | 20:00 | 0 | 20:00 | 0
22 | 6 | 21:00 | 0 | 21:00 | 0
23 | 6 | 22:00 | 0 | 22:00 | 0
24 | 6 | 23:00 | 0 | 23:00 | 0
1 | 6 | 0:00 | 0 | 0:00 | 0
2 | 6 | 1:00 | 0 | 1:00 | 0
3 | 6 | 2:00 | 0 | 2:00 | 0
4 | 6 | 3:00 | 0 | 3:00 | 0
5 | 6 | 4:00 | 0 | 4:00 | 0
6 | 6 | 5:00 | 11.15 | 5:00 | 11.09
7 | 6 | 6:00 | 47.35 | 6:00 | 47.12
8 | 6 | 7:00 | 72.47 | 7:00 | 72.11
9 | 6 | 8:00 | 76.87 | 8:00 | 76.49
10 | 6 | 9:00 | 80.88 | 9:00 | 80.48
11 | 6 | 10:00 | 86.64 | 10:00 | 86.21
12 | 6 | 11:00 | 90.14 | 11:00 | 89.69
13 | 6 | 12:00 | 88.81 | 12:00 | 88.36
14 | 6 | 13:00 | 89.65 | 13:00 | 89.2
15 | 6 | 14:00 | 86.01 | 14:00 | 85.58
16 | 6 | 15:00 | 84.33 | 15:00 | 83.91
17 | 6 | 16:00 | 69.12 | 16:00 | 68.77
18 | 6 | 17:00 | 45.2 | 17:00 | 44.97
19 | 6 | 18:00 | 14.2 | 18:00 | 14.13
20 | 6 | 19:00 | 0 | 19:00 | 0
21 | 6 | 20:00 | 0 | 20:00 | 0
22 | 6 | 21:00 | 0 | 21:00 | 0
23 | 6 | 22:00 | 0 | 22:00 | 0
24 | 6 | 23:00 | 0 | 23:00 | 0
1 | 6 | 0:00 | 0 | 0:00 | 0
2 | 6 | 1:00 | 0 | 1:00 | 0
3 | 6 | 2:00 | 0 | 2:00 | 0
4 | 6 | 3:00 | 0 | 3:00 | 0
5 | 6 | 4:00 | 0 | 4:00 | 0
6 | 6 | 5:00 | 10.63 | 5:00 | 10.58
7 | 6 | 6:00 | 47.1 | 6:00 | 46.87
8 | 6 | 7:00 | 74.28 | 7:00 | 73.91
9 | 6 | 8:00 | 81.04 | 8:00 | 80.63
10 | 6 | 9:00 | 85.5 | 9:00 | 85.08
11 | 6 | 10:00 | 87.21 | 10:00 | 86.78
12 | 6 | 11:00 | 83.97 | 11:00 | 83.56
13 | 6 | 12:00 | 80.68 | 12:00 | 80.28
14 | 6 | 13:00 | 80.67 | 13:00 | 80.27
15 | 6 | 14:00 | 77.66 | 14:00 | 77.27
16 | 6 | 15:00 | 76.74 | 15:00 | 76.35
17 | 6 | 16:00 | 65.73 | 16:00 | 65.4
18 | 6 | 17:00 | 47.36 | 17:00 | 47.12
19 | 6 | 18:00 | 14.76 | 18:00 | 14.68
20 | 6 | 19:00 | 0 | 19:00 | 0
21 | 6 | 20:00 | 0 | 20:00 | 0
22 | 6 | 21:00 | 0 | 21:00 | 0
23 | 6 | 22:00 | 0 | 22:00 | 0
24 | 6 | 23:00 | 0 | 23:00 | 0
1 | 6 | 0:00 | 0 | 0:00 | 0
2 | 6 | 1:00 | 0 | 1:00 | 0
3 | 6 | 2:00 | 0 | 2:00 | 0
4 | 6 | 3:00 | 0 | 3:00 | 0
5 | 6 | 4:00 | 0 | 4:00 | 0
6 | 6 | 5:00 | 10.86 | 5:00 | 10.8
7 | 6 | 6:00 | 49.17 | 6:00 | 48.93
8 | 6 | 7:00 | 73.21 | 7:00 | 72.85
9 | 6 | 8:00 | 79.39 | 8:00 | 79
10 | 6 | 9:00 | 86.81 | 9:00 | 86.37
11 | 6 | 10:00 | 90.8 | 10:00 | 90.34
12 | 6 | 11:00 | 90.72 | 11:00 | 90.26
13 | 6 | 12:00 | 93.29 | 12:00 | 92.83
14 | 6 | 13:00 | 90.5 | 13:00 | 90.05
15 | 6 | 14:00 | 92.94 | 14:00 | 92.48
16 | 6 | 15:00 | 90.58 | 15:00 | 90.13
17 | 6 | 16:00 | 77.21 | 16:00 | 76.82
18 | 6 | 17:00 | 54.77 | 17:00 | 54.5
19 | 6 | 18:00 | 16.22 | 18:00 | 16.14
20 | 6 | 19:00 | 0 | 19:00 | 0
21 | 6 | 20:00 | 0 | 20:00 | 0
22 | 6 | 21:00 | 0 | 21:00 | 0
23 | 6 | 22:00 | 0 | 22:00 | 0
24 | 6 | 23:00 | 0 | 23:00 | 0
1 | 6 | 0:00 | 0 | 0:00 | 0
2 | 6 | 1:00 | 0 | 1:00 | 0
3 | 6 | 2:00 | 0 | 2:00 | 0
4 | 6 | 3:00 | 0 | 3:00 | 0
5 | 6 | 4:00 | 0 | 4:00 | 0
6 | 6 | 5:00 | 10.66 | 5:00 | 10.61
7 | 6 | 6:00 | 43.92 | 6:00 | 43.7
8 | 6 | 7:00 | 70.84 | 7:00 | 70.49
9 | 6 | 8:00 | 77.48 | 8:00 | 77.09
10 | 6 | 9:00 | 85.09 | 9:00 | 84.66
11 | 6 | 10:00 | 88.01 | 10:00 | 87.57
12 | 6 | 11:00 | 90.14 | 11:00 | 89.69
13 | 6 | 12:00 | 86.19 | 12:00 | 85.76
14 | 6 | 13:00 | 88.68 | 13:00 | 88.24
15 | 6 | 14:00 | 83.31 | 14:00 | 82.9
16 | 6 | 15:00 | 78.6 | 15:00 | 78.2
17 | 6 | 16:00 | 70.18 | 16:00 | 69.83
18 | 6 | 17:00 | 51.21 | 17:00 | 50.96
19 | 6 | 18:00 | 14.96 | 18:00 | 14.89
20 | 6 | 19:00 | 0 | 19:00 | 0
21 | 6 | 20:00 | 0 | 20:00 | 0
22 | 6 | 21:00 | 0 | 21:00 | 0
23 | 6 | 22:00 | 0 | 22:00 | 0
24 | 6 | 23:00 | 0 | 23:00 | 0
1 | 6 | 0:00 | 0 | 0:00 | 0
2 | 6 | 1:00 | 0 | 1:00 | 0
3 | 6 | 2:00 | 0 | 2:00 | 0
4 | 6 | 3:00 | 0 | 3:00 | 0
5 | 6 | 4:00 | 0 | 4:00 | 0
6 | 6 | 5:00 | 9.97 | 5:00 | 9.92
7 | 6 | 6:00 | 43.08 | 6:00 | 42.87
8 | 6 | 7:00 | 65.24 | 7:00 | 64.92
9 | 6 | 8:00 | 75.38 | 8:00 | 75
10 | 6 | 9:00 | 77.41 | 9:00 | 77.02
11 | 6 | 10:00 | 79.53 | 10:00 | 79.13
12 | 6 | 11:00 | 87.52 | 11:00 | 87.09
13 | 6 | 12:00 | 82.53 | 12:00 | 82.12
14 | 6 | 13:00 | 80.04 | 13:00 | 79.64
15 | 6 | 14:00 | 81.21 | 14:00 | 80.81
16 | 6 | 15:00 | 74.23 | 15:00 | 73.86
17 | 6 | 16:00 | 62.9 | 16:00 | 62.59
18 | 6 | 17:00 | 44.85 | 17:00 | 44.63
19 | 6 | 18:00 | 13.67 | 18:00 | 13.6
20 | 6 | 19:00 | 0 | 19:00 | 0
21 | 6 | 20:00 | 0 | 20:00 | 0
22 | 6 | 21:00 | 0 | 21:00 | 0
23 | 6 | 22:00 | 0 | 22:00 | 0
24 | 6 | 23:00 | 0 | 23:00 | 0
1 | 6 | 0:00 | 0 | 0:00 | 0
2 | 6 | 1:00 | 0 | 1:00 | 0
3 | 6 | 2:00 | 0 | 2:00 | 0
4 | 6 | 3:00 | 0 | 3:00 | 0
5 | 6 | 4:00 | 0 | 4:00 | 0
6 | 6 | 5:00 | 9.35 | 5:00 | 9.3
7 | 6 | 6:00 | 37.81 | 6:00 | 37.62
8 | 6 | 7:00 | 65.53 | 7:00 | 65.2
9 | 6 | 8:00 | 73.81 | 8:00 | 73.45
10 | 6 | 9:00 | 78.67 | 9:00 | 78.27
11 | 6 | 10:00 | 82.11 | 10:00 | 81.7
12 | 6 | 11:00 | 86.79 | 11:00 | 86.36
13 | 6 | 12:00 | 90.35 | 12:00 | 89.9
14 | 6 | 13:00 | 91.27 | 13:00 | 90.82
15 | 6 | 14:00 | 82.73 | 14:00 | 82.32
16 | 6 | 15:00 | 73.64 | 15:00 | 73.27
17 | 6 | 16:00 | 65.73 | 16:00 | 65.4
18 | 6 | 17:00 | 48.27 | 17:00 | 48.03
19 | 6 | 18:00 | 14.05 | 18:00 | 13.98
20 | 6 | 19:00 | 0 | 19:00 | 0
21 | 6 | 20:00 | 0 | 20:00 | 0
22 | 6 | 21:00 | 0 | 21:00 | 0
23 | 6 | 22:00 | 0 | 22:00 | 0
24 | 6 | 23:00 | 0 | 23:00 | 0
1 | 6 | 0:00 | 0 | 0:00 | 0
2 | 6 | 1:00 | 0 | 1:00 | 0
3 | 6 | 2:00 | 0 | 2:00 | 0
4 | 6 | 3:00 | 0 | 3:00 | 0
5 | 6 | 4:00 | 0 | 4:00 | 0
6 | 6 | 5:00 | 9.09 | 5:00 | 9.05
7 | 6 | 6:00 | 40.34 | 6:00 | 40.14
8 | 6 | 7:00 | 67.76 | 7:00 | 67.42
9 | 6 | 8:00 | 73.34 | 8:00 | 72.97
10 | 6 | 9:00 | 77.92 | 9:00 | 77.53
11 | 6 | 10:00 | 82.59 | 10:00 | 82.18
12 | 6 | 11:00 | 83.89 | 11:00 | 83.47
13 | 6 | 12:00 | 84.99 | 12:00 | 84.56
14 | 6 | 13:00 | 85.21 | 13:00 | 84.78
15 | 6 | 14:00 | 81 | 14:00 | 80.6
16 | 6 | 15:00 | 70.05 | 15:00 | 69.7
17 | 6 | 16:00 | 66.43 | 16:00 | 66.1
18 | 6 | 17:00 | 46.78 | 17:00 | 46.55
19 | 6 | 18:00 | 12.87 | 18:00 | 12.8
20 | 6 | 19:00 | 0 | 19:00 | 0
21 | 6 | 20:00 | 0 | 20:00 | 0
22 | 6 | 21:00 | 0 | 21:00 | 0
23 | 6 | 22:00 | 0 | 22:00 | 0
24 | 6 | 23:00 | 0 | 23:00 | 0
1 | 6 | 0:00 | 0 | 0:00 | 0
2 | 6 | 1:00 | 0 | 1:00 | 0
3 | 6 | 2:00 | 0 | 2:00 | 0
4 | 6 | 3:00 | 0 | 3:00 | 0
5 | 6 | 4:00 | 0 | 4:00 | 0
6 | 6 | 5:00 | 8.86 | 5:00 | 8.82
7 | 6 | 6:00 | 37.83 | 6:00 | 37.64
8 | 6 | 7:00 | 64.09 | 7:00 | 63.77
9 | 6 | 8:00 | 76.28 | 8:00 | 75.9
10 | 6 | 9:00 | 81.56 | 9:00 | 81.16
11 | 6 | 10:00 | 87.18 | 10:00 | 86.74
12 | 6 | 11:00 | 89.76 | 11:00 | 89.31
13 | 6 | 12:00 | 87.78 | 12:00 | 87.34
14 | 6 | 13:00 | 86.36 | 13:00 | 85.93
15 | 6 | 14:00 | 83.59 | 14:00 | 83.17
16 | 6 | 15:00 | 71.68 | 15:00 | 71.32
17 | 6 | 16:00 | 62.21 | 16:00 | 61.9
18 | 6 | 17:00 | 47.73 | 17:00 | 47.49
19 | 6 | 18:00 | 15.28 | 18:00 | 15.2
20 | 6 | 19:00 | 0 | 19:00 | 0
21 | 6 | 20:00 | 0 | 20:00 | 0
22 | 6 | 21:00 | 0 | 21:00 | 0
23 | 6 | 22:00 | 0 | 22:00 | 0
24 | 6 | 23:00 | 0 | 23:00 | 0
1 | 6 | 0:00 | 0 | 0:00 | 0
2 | 6 | 1:00 | 0 | 1:00 | 0
3 | 6 | 2:00 | 0 | 2:00 | 0
4 | 6 | 3:00 | 0 | 3:00 | 0
5 | 6 | 4:00 | 0 | 4:00 | 0
6 | 6 | 5:00 | 10.71 | 5:00 | 10.65
7 | 6 | 6:00 | 48.81 | 6:00 | 48.57
8 | 6 | 7:00 | 81.87 | 7:00 | 81.46
9 | 6 | 8:00 | 94.18 | 8:00 | 93.7
10 | 6 | 9:00 | 94.82 | 9:00 | 94.35
11 | 6 | 10:00 | 94.36 | 10:00 | 93.89
12 | 6 | 11:00 | 94.17 | 11:00 | 93.7
13 | 6 | 12:00 | 92.5 | 12:00 | 92.04
14 | 6 | 13:00 | 89.71 | 13:00 | 89.26
15 | 6 | 14:00 | 88.02 | 14:00 | 87.58
16 | 6 | 15:00 | 78.04 | 15:00 | 77.65
17 | 6 | 16:00 | 68.92 | 16:00 | 68.57
18 | 6 | 17:00 | 49.05 | 17:00 | 48.8
19 | 6 | 18:00 | 17.85 | 18:00 | 17.76
20 | 6 | 19:00 | 0 | 19:00 | 0
21 | 6 | 20:00 | 0 | 20:00 | 0
22 | 6 | 21:00 | 0 | 21:00 | 0
23 | 6 | 22:00 | 0 | 22:00 | 0
24 | 6 | 23:00 | 0 | 23:00 | 0
1 | 6 | 0:00 | 0 | 0:00 | 0
2 | 6 | 1:00 | 0 | 1:00 | 0
3 | 6 | 2:00 | 0 | 2:00 | 0
4 | 6 | 3:00 | 0 | 3:00 | 0
5 | 6 | 4:00 | 0 | 4:00 | 0
6 | 6 | 5:00 | 7.76 | 5:00 | 7.72
7 | 6 | 6:00 | 35.21 | 6:00 | 35.04
8 | 6 | 7:00 | 60.39 | 7:00 | 60.09
9 | 6 | 8:00 | 72.6 | 8:00 | 72.23
10 | 6 | 9:00 | 77.93 | 9:00 | 77.54
11 | 6 | 10:00 | 85.05 | 10:00 | 84.62
12 | 6 | 11:00 | 89.27 | 11:00 | 88.82
13 | 6 | 12:00 | 90.14 | 12:00 | 89.69
14 | 6 | 13:00 | 86.76 | 13:00 | 86.33
15 | 6 | 14:00 | 85.08 | 14:00 | 84.65
16 | 6 | 15:00 | 76.45 | 15:00 | 76.06
17 | 6 | 16:00 | 70.38 | 16:00 | 70.03
18 | 6 | 17:00 | 45.44 | 17:00 | 45.21
19 | 6 | 18:00 | 16.49 | 18:00 | 16.41
20 | 6 | 19:00 | 0 | 19:00 | 0
21 | 6 | 20:00 | 0 | 20:00 | 0
22 | 6 | 21:00 | 0 | 21:00 | 0
23 | 6 | 22:00 | 0 | 22:00 | 0
24 | 6 | 23:00 | 0 | 23:00 | 0
1 | 6 | 0:00 | 0 | 0:00 | 0
2 | 6 | 1:00 | 0 | 1:00 | 0
3 | 6 | 2:00 | 0 | 2:00 | 0
4 | 6 | 3:00 | 0 | 3:00 | 0
5 | 6 | 4:00 | 0 | 4:00 | 0
6 | 6 | 5:00 | 10.86 | 5:00 | 10.8
7 | 6 | 6:00 | 50.71 | 6:00 | 50.46
8 | 6 | 7:00 | 73.72 | 7:00 | 73.35
9 | 6 | 8:00 | 81.33 | 8:00 | 80.93
10 | 6 | 9:00 | 82.35 | 9:00 | 81.94
11 | 6 | 10:00 | 79.75 | 10:00 | 79.35
12 | 6 | 11:00 | 84 | 11:00 | 83.58
13 | 6 | 12:00 | 88.04 | 12:00 | 87.6
14 | 6 | 13:00 | 91.87 | 13:00 | 91.42
15 | 6 | 14:00 | 89.18 | 14:00 | 88.73
16 | 6 | 15:00 | 81.7 | 15:00 | 81.29
17 | 6 | 16:00 | 74.33 | 16:00 | 73.96
18 | 6 | 17:00 | 55.95 | 17:00 | 55.67
19 | 6 | 18:00 | 17.09 | 18:00 | 17
20 | 6 | 19:00 | 0 | 19:00 | 0
21 | 6 | 20:00 | 0 | 20:00 | 0
22 | 6 | 21:00 | 0 | 21:00 | 0
23 | 6 | 22:00 | 0 | 22:00 | 0
24 | 6 | 23:00 | 0 | 23:00 | 0
1 | 6 | 0:00 | 0 | 0:00 | 0
2 | 6 | 1:00 | 0 | 1:00 | 0
3 | 6 | 2:00 | 0 | 2:00 | 0
4 | 6 | 3:00 | 0 | 3:00 | 0
5 | 6 | 4:00 | 0 | 4:00 | 0
6 | 6 | 5:00 | 9.78 | 5:00 | 9.73
7 | 6 | 6:00 | 39.64 | 6:00 | 39.44
8 | 6 | 7:00 | 67.98 | 7:00 | 67.64
9 | 6 | 8:00 | 77.9 | 8:00 | 77.51
10 | 6 | 9:00 | 77.13 | 9:00 | 76.75
11 | 6 | 10:00 | 83.62 | 10:00 | 83.2
12 | 6 | 11:00 | 84.56 | 11:00 | 84.14
13 | 6 | 12:00 | 85.51 | 12:00 | 85.08
14 | 6 | 13:00 | 85.06 | 13:00 | 84.64
15 | 6 | 14:00 | 85.35 | 14:00 | 84.93
16 | 6 | 15:00 | 74.75 | 15:00 | 74.37
17 | 6 | 16:00 | 67.73 | 16:00 | 67.39
18 | 6 | 17:00 | 46.64 | 17:00 | 46.41
19 | 6 | 18:00 | 14.7 | 18:00 | 14.63
20 | 6 | 19:00 | 0 | 19:00 | 0
21 | 6 | 20:00 | 0 | 20:00 | 0
22 | 6 | 21:00 | 0 | 21:00 | 0
23 | 6 | 22:00 | 0 | 22:00 | 0
24 | 6 | 23:00 | 0 | 23:00 | 0
1 | 6 | 0:00 | 0 | 0:00 | 0
2 | 6 | 1:00 | 0 | 1:00 | 0
3 | 6 | 2:00 | 0 | 2:00 | 0
4 | 6 | 3:00 | 0 | 3:00 | 0
5 | 6 | 4:00 | 0 | 4:00 | 0
6 | 6 | 5:00 | 9.29 | 5:00 | 9.25
7 | 6 | 6:00 | 41.32 | 6:00 | 41.11
8 | 6 | 7:00 | 67.22 | 7:00 | 66.88
9 | 6 | 8:00 | 73.96 | 8:00 | 73.59
10 | 6 | 9:00 | 76.67 | 9:00 | 76.29
11 | 6 | 10:00 | 81.41 | 10:00 | 81.01
12 | 6 | 11:00 | 82.51 | 11:00 | 82.1
13 | 6 | 12:00 | 81.87 | 12:00 | 81.46
14 | 6 | 13:00 | 75.49 | 13:00 | 75.11
15 | 6 | 14:00 | 73.99 | 14:00 | 73.62
16 | 6 | 15:00 | 75.84 | 15:00 | 75.46
17 | 6 | 16:00 | 63.31 | 16:00 | 62.99
18 | 6 | 17:00 | 45.91 | 17:00 | 45.68
19 | 6 | 18:00 | 15.35 | 18:00 | 15.27
20 | 6 | 19:00 | 0 | 19:00 | 0
21 | 6 | 20:00 | 0 | 20:00 | 0
22 | 6 | 21:00 | 0 | 21:00 | 0
23 | 6 | 22:00 | 0 | 22:00 | 0
24 | 6 | 23:00 | 0 | 23:00 | 0
1 | 6 | 0:00 | 0 | 0:00 | 0
2 | 6 | 1:00 | 0 | 1:00 | 0
3 | 6 | 2:00 | 0 | 2:00 | 0
4 | 6 | 3:00 | 0 | 3:00 | 0
5 | 6 | 4:00 | 0 | 4:00 | 0
6 | 6 | 5:00 | 10.07 | 5:00 | 10.02
7 | 6 | 6:00 | 46.28 | 6:00 | 46.05
8 | 6 | 7:00 | 71.68 | 7:00 | 71.32
9 | 6 | 8:00 | 75.28 | 8:00 | 74.9
10 | 6 | 9:00 | 76.51 | 9:00 | 76.12
11 | 6 | 10:00 | 78.05 | 10:00 | 77.66
12 | 6 | 11:00 | 83.62 | 11:00 | 83.21
13 | 6 | 12:00 | 83.58 | 12:00 | 83.16
14 | 6 | 13:00 | 91.77 | 13:00 | 91.31
15 | 6 | 14:00 | 86.88 | 14:00 | 86.44
16 | 6 | 15:00 | 80.9 | 15:00 | 80.49
17 | 6 | 16:00 | 72.72 | 16:00 | 72.36
18 | 6 | 17:00 | 52.78 | 17:00 | 52.51
19 | 6 | 18:00 | 17.98 | 18:00 | 17.89
20 | 6 | 19:00 | 0 | 19:00 | 0
21 | 6 | 20:00 | 0 | 20:00 | 0
22 | 6 | 21:00 | 0 | 21:00 | 0
23 | 6 | 22:00 | 0 | 22:00 | 0
24 | 6 | 23:00 | 0 | 23:00 | 0
1 | 6 | 0:00 | 0 | 0:00 | 0
2 | 6 | 1:00 | 0 | 1:00 | 0
3 | 6 | 2:00 | 0 | 2:00 | 0
4 | 6 | 3:00 | 0 | 3:00 | 0
5 | 6 | 4:00 | 0 | 4:00 | 0
6 | 6 | 5:00 | 10.77 | 5:00 | 10.71
7 | 6 | 6:00 | 44.12 | 6:00 | 43.9
8 | 6 | 7:00 | 71.02 | 7:00 | 70.67
9 | 6 | 8:00 | 78.69 | 8:00 | 78.3
10 | 6 | 9:00 | 82.77 | 9:00 | 82.36
11 | 6 | 10:00 | 91.31 | 10:00 | 90.85
12 | 6 | 11:00 | 93.66 | 11:00 | 93.2
13 | 6 | 12:00 | 92.94 | 12:00 | 92.48
14 | 6 | 13:00 | 92.77 | 13:00 | 92.31
15 | 6 | 14:00 | 96.1 | 14:00 | 95.62
16 | 6 | 15:00 | 87.88 | 15:00 | 87.44
17 | 6 | 16:00 | 73.38 | 16:00 | 73.01
18 | 6 | 17:00 | 54.65 | 17:00 | 54.37
19 | 6 | 18:00 | 16.75 | 18:00 | 16.67
20 | 6 | 19:00 | 0 | 19:00 | 0
21 | 6 | 20:00 | 0 | 20:00 | 0
22 | 6 | 21:00 | 0 | 21:00 | 0
23 | 6 | 22:00 | 0 | 22:00 | 0
24 | 6 | 23:00 | 0 | 23:00 | 0
1 | 6 | 0:00 | 0 | 0:00 | 0
2 | 6 | 1:00 | 0 | 1:00 | 0
3 | 6 | 2:00 | 0 | 2:00 | 0
4 | 6 | 3:00 | 0 | 3:00 | 0
5 | 6 | 4:00 | 0 | 4:00 | 0
6 | 6 | 5:00 | 10.62 | 5:00 | 10.57
7 | 6 | 6:00 | 45.62 | 6:00 | 45.39
8 | 6 | 7:00 | 75.71 | 7:00 | 75.33
9 | 6 | 8:00 | 87.32 | 8:00 | 86.88
10 | 6 | 9:00 | 93.29 | 9:00 | 92.82
11 | 6 | 10:00 | 89.9 | 10:00 | 89.45
12 | 6 | 11:00 | 94.9 | 11:00 | 94.42
13 | 6 | 12:00 | 97.53 | 12:00 | 97.04
14 | 6 | 13:00 | 94.41 | 13:00 | 93.94
15 | 6 | 14:00 | 91.86 | 14:00 | 91.4
16 | 6 | 15:00 | 89.46 | 15:00 | 89.01
17 | 6 | 16:00 | 80.82 | 16:00 | 80.41
18 | 6 | 17:00 | 58.41 | 17:00 | 58.12
19 | 6 | 18:00 | 18.64 | 18:00 | 18.55
20 | 6 | 19:00 | 0 | 19:00 | 0
21 | 6 | 20:00 | 0 | 20:00 | 0
22 | 6 | 21:00 | 0 | 21:00 | 0
23 | 6 | 22:00 | 0 | 22:00 | 0
24 | 6 | 23:00 | 0 | 23:00 | 0
1 | 6 | 0:00 | 0 | 0:00 | 0
2 | 6 | 1:00 | 0 | 1:00 | 0
3 | 6 | 2:00 | 0 | 2:00 | 0
4 | 6 | 3:00 | 0 | 3:00 | 0
5 | 6 | 4:00 | 0 | 4:00 | 0
6 | 6 | 5:00 | 9.59 | 5:00 | 9.54
7 | 6 | 6:00 | 43.91 | 6:00 | 43.69
8 | 6 | 7:00 | 71.73 | 7:00 | 71.37
9 | 6 | 8:00 | 78.93 | 8:00 | 78.54
10 | 6 | 9:00 | 81.65 | 9:00 | 81.24
11 | 6 | 10:00 | 82.57 | 10:00 | 82.16
12 | 6 | 11:00 | 80.9 | 11:00 | 80.49
13 | 6 | 12:00 | 83.75 | 12:00 | 83.33
14 | 6 | 13:00 | 86.78 | 13:00 | 86.35
15 | 6 | 14:00 | 81.6 | 14:00 | 81.19
16 | 6 | 15:00 | 74.73 | 15:00 | 74.36
17 | 6 | 16:00 | 69.06 | 16:00 | 68.72
18 | 6 | 17:00 | 46.05 | 17:00 | 45.82
19 | 6 | 18:00 | 13.73 | 18:00 | 13.66
20 | 6 | 19:00 | 0 | 19:00 | 0
21 | 6 | 20:00 | 0 | 20:00 | 0
22 | 6 | 21:00 | 0 | 21:00 | 0
23 | 6 | 22:00 | 0 | 22:00 | 0
24 | 6 | 23:00 | 0 | 23:00 | 0
1 | 6 | 0:00 | 0 | 0:00 | 0
2 | 6 | 1:00 | 0 | 1:00 | 0
3 | 6 | 2:00 | 0 | 2:00 | 0
4 | 6 | 3:00 | 0 | 3:00 | 0
5 | 6 | 4:00 | 0 | 4:00 | 0
6 | 6 | 5:00 | 10.09 | 5:00 | 10.04
7 | 6 | 6:00 | 48.04 | 6:00 | 47.8
8 | 6 | 7:00 | 81.8 | 7:00 | 81.39
9 | 6 | 8:00 | 88.7 | 8:00 | 88.26
10 | 6 | 9:00 | 92.18 | 9:00 | 91.72
11 | 6 | 10:00 | 91.51 | 10:00 | 91.06
12 | 6 | 11:00 | 96.23 | 11:00 | 95.75
13 | 6 | 12:00 | 97.11 | 12:00 | 96.63
14 | 6 | 13:00 | 95.85 | 13:00 | 95.37
15 | 6 | 14:00 | 94.29 | 14:00 | 93.82
16 | 6 | 15:00 | 85.12 | 15:00 | 84.7
17 | 6 | 16:00 | 78.56 | 16:00 | 78.17
18 | 6 | 17:00 | 56.52 | 17:00 | 56.23
19 | 6 | 18:00 | 16.38 | 18:00 | 16.29
20 | 6 | 19:00 | 0 | 19:00 | 0
21 | 6 | 20:00 | 0 | 20:00 | 0
22 | 6 | 21:00 | 0 | 21:00 | 0
23 | 6 | 22:00 | 0 | 22:00 | 0
24 | 6 | 23:00 | 0 | 23:00 | 0
1 | 6 | 0:00 | 0 | 0:00 | 0
2 | 6 | 1:00 | 0 | 1:00 | 0
3 | 6 | 2:00 | 0 | 2:00 | 0
4 | 6 | 3:00 | 0 | 3:00 | 0
5 | 6 | 4:00 | 0 | 4:00 | 0
6 | 6 | 5:00 | 9.7 | 5:00 | 9.66
7 | 6 | 6:00 | 42.81 | 6:00 | 42.6
8 | 6 | 7:00 | 73.89 | 7:00 | 73.52
9 | 6 | 8:00 | 84.42 | 8:00 | 84
10 | 6 | 9:00 | 84.54 | 9:00 | 84.12
11 | 6 | 10:00 | 88.1 | 10:00 | 87.66
12 | 6 | 11:00 | 88.59 | 11:00 | 88.15
13 | 6 | 12:00 | 86.17 | 12:00 | 85.74
14 | 6 | 13:00 | 81.02 | 13:00 | 80.62
15 | 6 | 14:00 | 81.59 | 14:00 | 81.18
16 | 6 | 15:00 | 83.03 | 15:00 | 82.61
17 | 6 | 16:00 | 73.65 | 16:00 | 73.28
18 | 6 | 17:00 | 49 | 17:00 | 48.75
19 | 6 | 18:00 | 16.28 | 18:00 | 16.2
20 | 6 | 19:00 | 0 | 19:00 | 0
21 | 6 | 20:00 | 0 | 20:00 | 0
22 | 6 | 21:00 | 0 | 21:00 | 0
23 | 6 | 22:00 | 0 | 22:00 | 0
24 | 6 | 23:00 | 0 | 23:00 | 0
1 | 6 | 0:00 | 0 | 0:00 | 0
2 | 6 | 1:00 | 0 | 1:00 | 0
3 | 6 | 2:00 | 0 | 2:00 | 0
4 | 6 | 3:00 | 0 | 3:00 | 0
5 | 6 | 4:00 | 0 | 4:00 | 0
6 | 6 | 5:00 | 8.2 | 5:00 | 8.16
7 | 6 | 6:00 | 37.55 | 6:00 | 37.36
8 | 6 | 7:00 | 67.21 | 7:00 | 66.87
9 | 6 | 8:00 | 77.43 | 8:00 | 77.05
10 | 6 | 9:00 | 84.44 | 9:00 | 84.01
11 | 6 | 10:00 | 90.6 | 10:00 | 90.14
12 | 6 | 11:00 | 94.81 | 11:00 | 94.34
13 | 6 | 12:00 | 91.97 | 12:00 | 91.51
14 | 6 | 13:00 | 90.58 | 13:00 | 90.12
15 | 6 | 14:00 | 90.17 | 14:00 | 89.72
16 | 6 | 15:00 | 80.71 | 15:00 | 80.31
17 | 6 | 16:00 | 69.59 | 16:00 | 69.24
18 | 6 | 17:00 | 45.52 | 17:00 | 45.29
19 | 6 | 18:00 | 15.04 | 18:00 | 14.97
20 | 6 | 19:00 | 0 | 19:00 | 0
21 | 6 | 20:00 | 0 | 20:00 | 0
22 | 6 | 21:00 | 0 | 21:00 | 0
23 | 6 | 22:00 | 0 | 22:00 | 0
24 | 6 | 23:00 | 0 | 23:00 | 0
1 | 6 | 0:00 | 0 | 0:00 | 0
2 | 6 | 1:00 | 0 | 1:00 | 0
3 | 6 | 2:00 | 0 | 2:00 | 0
4 | 6 | 3:00 | 0 | 3:00 | 0
5 | 6 | 4:00 | 0 | 4:00 | 0
6 | 6 | 5:00 | 9.22 | 5:00 | 9.17
7 | 6 | 6:00 | 42.8 | 6:00 | 42.59
8 | 6 | 7:00 | 70.09 | 7:00 | 69.74
9 | 6 | 8:00 | 85.55 | 8:00 | 85.12
10 | 6 | 9:00 | 91.19 | 9:00 | 90.74
11 | 6 | 10:00 | 95.05 | 10:00 | 94.57
12 | 6 | 11:00 | 96.92 | 11:00 | 96.43
13 | 6 | 12:00 | 92.27 | 12:00 | 91.81
14 | 6 | 13:00 | 89.12 | 13:00 | 88.68
15 | 6 | 14:00 | 90.04 | 14:00 | 89.59
16 | 6 | 15:00 | 85.32 | 15:00 | 84.9
17 | 6 | 16:00 | 76.29 | 16:00 | 75.91
18 | 6 | 17:00 | 52.45 | 17:00 | 52.19
19 | 6 | 18:00 | 15.82 | 18:00 | 15.74
20 | 6 | 19:00 | 0 | 19:00 | 0
21 | 6 | 20:00 | 0 | 20:00 | 0
22 | 6 | 21:00 | 0 | 21:00 | 0
23 | 6 | 22:00 | 0 | 22:00 | 0
24 | 6 | 23:00 | 0 | 23:00 | 0
1 | 6 | 0:00 | 0 | 0:00 | 0
2 | 6 | 1:00 | 0 | 1:00 | 0
3 | 6 | 2:00 | 0 | 2:00 | 0
4 | 6 | 3:00 | 0 | 3:00 | 0
5 | 6 | 4:00 | 0 | 4:00 | 0
6 | 6 | 5:00 | 7.21 | 5:00 | 7.18
7 | 6 | 6:00 | 36.71 | 6:00 | 36.52
8 | 6 | 7:00 | 64.9 | 7:00 | 64.57
9 | 6 | 8:00 | 73.33 | 8:00 | 72.96
10 | 6 | 9:00 | 83.92 | 9:00 | 83.5
11 | 6 | 10:00 | 81.44 | 10:00 | 81.03
12 | 6 | 11:00 | 82.87 | 11:00 | 82.46
13 | 6 | 12:00 | 86.08 | 12:00 | 85.65
14 | 6 | 13:00 | 82.89 | 13:00 | 82.48
15 | 6 | 14:00 | 77.71 | 14:00 | 77.32
16 | 6 | 15:00 | 72.18 | 15:00 | 71.82
17 | 6 | 16:00 | 63.38 | 16:00 | 63.06
18 | 6 | 17:00 | 44.81 | 17:00 | 44.59
19 | 6 | 18:00 | 16.51 | 18:00 | 16.42
20 | 6 | 19:00 | 0 | 19:00 | 0
21 | 6 | 20:00 | 0 | 20:00 | 0
22 | 6 | 21:00 | 0 | 21:00 | 0
23 | 6 | 22:00 | 0 | 22:00 | 0
24 | 6 | 23:00 | 0 | 23:00 | 0
1 | 6 | 0:00 | 0 | 0:00 | 0
2 | 6 | 1:00 | 0 | 1:00 | 0
3 | 6 | 2:00 | 0 | 2:00 | 0
4 | 6 | 3:00 | 0 | 3:00 | 0
5 | 6 | 4:00 | 0 | 4:00 | 0
6 | 6 | 5:00 | 8.16 | 5:00 | 8.12
7 | 6 | 6:00 | 39.69 | 6:00 | 39.49
8 | 6 | 7:00 | 68.22 | 7:00 | 67.88
9 | 6 | 8:00 | 78.74 | 8:00 | 78.34
10 | 6 | 9:00 | 84.02 | 9:00 | 83.6
11 | 6 | 10:00 | 90.49 | 10:00 | 90.03
12 | 6 | 11:00 | 92.61 | 11:00 | 92.15
13 | 6 | 12:00 | 91.94 | 12:00 | 91.48
14 | 6 | 13:00 | 93.86 | 13:00 | 93.39
15 | 6 | 14:00 | 87.19 | 14:00 | 86.75
16 | 6 | 15:00 | 76.05 | 15:00 | 75.67
17 | 6 | 16:00 | 67.95 | 16:00 | 67.61
18 | 6 | 17:00 | 44.25 | 17:00 | 44.03
19 | 6 | 18:00 | 15.15 | 18:00 | 15.08
20 | 6 | 19:00 | 0 | 19:00 | 0
21 | 6 | 20:00 | 0 | 20:00 | 0
22 | 6 | 21:00 | 0 | 21:00 | 0
23 | 6 | 22:00 | 0 | 22:00 | 0
24 | 6 | 23:00 | 0 | 23:00 | 0
1 | 6 | 0:00 | 0 | 0:00 | 0
2 | 6 | 1:00 | 0 | 1:00 | 0
3 | 6 | 2:00 | 0 | 2:00 | 0
4 | 6 | 3:00 | 0 | 3:00 | 0
5 | 6 | 4:00 | 0 | 4:00 | 0
6 | 6 | 5:00 | 6.81 | 5:00 | 6.78
7 | 6 | 6:00 | 34.47 | 6:00 | 34.3
8 | 6 | 7:00 | 56.6 | 7:00 | 56.32
9 | 6 | 8:00 | 66.53 | 8:00 | 66.2
10 | 6 | 9:00 | 75.73 | 9:00 | 75.35
11 | 6 | 10:00 | 77.84 | 10:00 | 77.45
12 | 6 | 11:00 | 81.33 | 11:00 | 80.92
13 | 6 | 12:00 | 77.84 | 12:00 | 77.45
14 | 6 | 13:00 | 78.14 | 13:00 | 77.75
15 | 6 | 14:00 | 73.84 | 14:00 | 73.47
16 | 6 | 15:00 | 65.66 | 15:00 | 65.33
17 | 6 | 16:00 | 70.08 | 16:00 | 69.73
18 | 6 | 17:00 | 48.18 | 17:00 | 47.94
19 | 6 | 18:00 | 16.32 | 18:00 | 16.24
20 | 6 | 19:00 | 0 | 19:00 | 0
21 | 6 | 20:00 | 0 | 20:00 | 0
22 | 6 | 21:00 | 0 | 21:00 | 0
23 | 6 | 22:00 | 0 | 22:00 | 0
24 | 6 | 23:00 | 0 | 23:00 | 0
1 | 6 | 0:00 | 0 | 0:00 | 0
2 | 6 | 1:00 | 0 | 1:00 | 0
3 | 6 | 2:00 | 0 | 2:00 | 0
4 | 6 | 3:00 | 0 | 3:00 | 0
5 | 6 | 4:00 | 0 | 4:00 | 0
6 | 6 | 5:00 | 7.74 | 5:00 | 7.7
7 | 6 | 6:00 | 39 | 6:00 | 38.81
8 | 6 | 7:00 | 66.08 | 7:00 | 65.75
9 | 6 | 8:00 | 77.75 | 8:00 | 77.36
10 | 6 | 9:00 | 89.65 | 9:00 | 89.2
11 | 6 | 10:00 | 91.64 | 10:00 | 91.18
12 | 6 | 11:00 | 90.63 | 11:00 | 90.18
13 | 6 | 12:00 | 86.29 | 12:00 | 85.86
14 | 6 | 13:00 | 83.6 | 13:00 | 83.18
15 | 6 | 14:00 | 76.28 | 14:00 | 75.9
16 | 6 | 15:00 | 68.58 | 15:00 | 68.24
17 | 6 | 16:00 | 60.67 | 16:00 | 60.37
18 | 6 | 17:00 | 41.7 | 17:00 | 41.49
19 | 6 | 18:00 | 13.11 | 18:00 | 13.04
20 | 6 | 19:00 | 0 | 19:00 | 0
21 | 6 | 20:00 | 0 | 20:00 | 0
22 | 6 | 21:00 | 0 | 21:00 | 0
23 | 6 | 22:00 | 0 | 22:00 | 0
24 | 6 | 23:00 | 0 | 23:00 | 0
1 | 6 | 0:00 | 0 | 0:00 | 0
2 | 6 | 1:00 | 0 | 1:00 | 0
3 | 6 | 2:00 | 0 | 2:00 | 0
4 | 6 | 3:00 | 0 | 3:00 | 0
5 | 6 | 4:00 | 0 | 4:00 | 0
6 | 6 | 5:00 | 8.06 | 5:00 | 8.02
7 | 6 | 6:00 | 38.97 | 6:00 | 38.77
8 | 6 | 7:00 | 67.62 | 7:00 | 67.28
9 | 6 | 8:00 | 73.95 | 8:00 | 73.58
10 | 6 | 9:00 | 77.05 | 9:00 | 76.66
11 | 6 | 10:00 | 80.38 | 10:00 | 79.98
12 | 6 | 11:00 | 83.99 | 11:00 | 83.57
13 | 6 | 12:00 | 86.42 | 12:00 | 85.98
14 | 6 | 13:00 | 87.98 | 13:00 | 87.54
15 | 6 | 14:00 | 86.19 | 14:00 | 85.76
16 | 6 | 15:00 | 75.33 | 15:00 | 74.95
17 | 6 | 16:00 | 60.41 | 16:00 | 60.1
18 | 6 | 17:00 | 45.4 | 17:00 | 45.18
19 | 6 | 18:00 | 15.78 | 18:00 | 15.7
20 | 6 | 19:00 | 0 | 19:00 | 0
21 | 6 | 20:00 | 0 | 20:00 | 0
22 | 6 | 21:00 | 0 | 21:00 | 0
23 | 6 | 22:00 | 0 | 22:00 | 0
24 | 6 | 23:00 | 0 | 23:00 | 0
1 | 6 | 0:00 | 0 | 0:00 | 0
2 | 6 | 1:00 | 0 | 1:00 | 0
3 | 6 | 2:00 | 0 | 2:00 | 0
4 | 6 | 3:00 | 0 | 3:00 | 0
5 | 6 | 4:00 | 0 | 4:00 | 0
6 | 6 | 5:00 | 7.76 | 5:00 | 7.72
7 | 6 | 6:00 | 36.7 | 6:00 | 36.51
8 | 6 | 7:00 | 67.25 | 7:00 | 66.91
9 | 6 | 8:00 | 77.52 | 8:00 | 77.13
10 | 6 | 9:00 | 82.46 | 9:00 | 82.05
11 | 6 | 10:00 | 87.01 | 10:00 | 86.57
12 | 6 | 11:00 | 91.87 | 11:00 | 91.41
13 | 6 | 12:00 | 91.83 | 12:00 | 91.37
14 | 6 | 13:00 | 89.32 | 13:00 | 88.87
15 | 6 | 14:00 | 87.95 | 14:00 | 87.51
16 | 6 | 15:00 | 82.63 | 15:00 | 82.21
17 | 6 | 16:00 | 70.95 | 16:00 | 70.6
18 | 6 | 17:00 | 51.73 | 17:00 | 51.47
19 | 6 | 18:00 | 15.7 | 18:00 | 15.63
20 | 6 | 19:00 | 0 | 19:00 | 0
21 | 6 | 20:00 | 0 | 20:00 | 0
22 | 6 | 21:00 | 0 | 21:00 | 0
23 | 6 | 22:00 | 0 | 22:00 | 0
24 | 6 | 23:00 | 0 | 23:00 | 0
1 | 6 | 0:00 | 0 | 0:00 | 0
2 | 6 | 1:00 | 0 | 1:00 | 0
3 | 6 | 2:00 | 0 | 2:00 | 0
4 | 6 | 3:00 | 0 | 3:00 | 0
5 | 6 | 4:00 | 0 | 4:00 | 0
6 | 6 | 5:00 | 7.93 | 5:00 | 7.89
7 | 6 | 6:00 | 40.2 | 6:00 | 40
8 | 6 | 7:00 | 68.36 | 7:00 | 68.02
9 | 6 | 8:00 | 80.77 | 8:00 | 80.37
10 | 6 | 9:00 | 90.5 | 9:00 | 90.05
11 | 6 | 10:00 | 91.23 | 10:00 | 90.78
12 | 6 | 11:00 | 92.22 | 11:00 | 91.75
13 | 6 | 12:00 | 91.44 | 12:00 | 90.98
14 | 6 | 13:00 | 95.23 | 13:00 | 94.75
15 | 6 | 14:00 | 93.49 | 14:00 | 93.03
16 | 6 | 15:00 | 81.74 | 15:00 | 81.34
17 | 6 | 16:00 | 67.65 | 16:00 | 67.32
18 | 6 | 17:00 | 45.91 | 17:00 | 45.69
19 | 6 | 18:00 | 15.47 | 18:00 | 15.39
20 | 6 | 19:00 | 0 | 19:00 | 0
21 | 6 | 20:00 | 0 | 20:00 | 0
22 | 6 | 21:00 | 0 | 21:00 | 0
23 | 6 | 22:00 | 0 | 22:00 | 0
24 | 6 | 23:00 | 0 | 23:00 | 0
1 | 7 | 0:00 | 0 | 0:00 | 0
2 | 7 | 1:00 | 0 | 1:00 | 0
3 | 7 | 2:00 | 0 | 2:00 | 0
4 | 7 | 3:00 | 0 | 3:00 | 0
5 | 7 | 4:00 | 0 | 4:00 | 0
6 | 7 | 5:00 | 7.01 | 5:00 | 6.98
7 | 7 | 6:00 | 35.88 | 6:00 | 35.7
8 | 7 | 7:00 | 64.76 | 7:00 | 64.43
9 | 7 | 8:00 | 76.21 | 8:00 | 75.83
10 | 7 | 9:00 | 87.15 | 9:00 | 86.71
11 | 7 | 10:00 | 90.5 | 10:00 | 90.05
12 | 7 | 11:00 | 90.11 | 11:00 | 89.66
13 | 7 | 12:00 | 90.24 | 12:00 | 89.79
14 | 7 | 13:00 | 92.2 | 13:00 | 91.74
15 | 7 | 14:00 | 87.26 | 14:00 | 86.82
16 | 7 | 15:00 | 82.3 | 15:00 | 81.89
17 | 7 | 16:00 | 71.4 | 16:00 | 71.04
18 | 7 | 17:00 | 53.55 | 17:00 | 53.28
19 | 7 | 18:00 | 17.22 | 18:00 | 17.13
20 | 7 | 19:00 | 0 | 19:00 | 0
21 | 7 | 20:00 | 0 | 20:00 | 0
22 | 7 | 21:00 | 0 | 21:00 | 0
23 | 7 | 22:00 | 0 | 22:00 | 0
24 | 7 | 23:00 | 0 | 23:00 | 0
1 | 7 | 0:00 | 0 | 0:00 | 0
2 | 7 | 1:00 | 0 | 1:00 | 0
3 | 7 | 2:00 | 0 | 2:00 | 0
4 | 7 | 3:00 | 0 | 3:00 | 0
5 | 7 | 4:00 | 0 | 4:00 | 0
6 | 7 | 5:00 | 7.53 | 5:00 | 7.49
7 | 7 | 6:00 | 36.73 | 6:00 | 36.54
8 | 7 | 7:00 | 67.16 | 7:00 | 66.82
9 | 7 | 8:00 | 80.54 | 8:00 | 80.13
10 | 7 | 9:00 | 81.86 | 9:00 | 81.45
11 | 7 | 10:00 | 79.86 | 10:00 | 79.46
12 | 7 | 11:00 | 82.01 | 11:00 | 81.6
13 | 7 | 12:00 | 83.82 | 12:00 | 83.4
14 | 7 | 13:00 | 84.81 | 13:00 | 84.39
15 | 7 | 14:00 | 80.7 | 14:00 | 80.29
16 | 7 | 15:00 | 81.03 | 15:00 | 80.62
17 | 7 | 16:00 | 68.36 | 16:00 | 68.01
18 | 7 | 17:00 | 49.36 | 17:00 | 49.11
19 | 7 | 18:00 | 16.21 | 18:00 | 16.13
20 | 7 | 19:00 | 0 | 19:00 | 0
21 | 7 | 20:00 | 0 | 20:00 | 0
22 | 7 | 21:00 | 0 | 21:00 | 0
23 | 7 | 22:00 | 0 | 22:00 | 0
24 | 7 | 23:00 | 0 | 23:00 | 0
1 | 7 | 0:00 | 0 | 0:00 | 0
2 | 7 | 1:00 | 0 | 1:00 | 0
3 | 7 | 2:00 | 0 | 2:00 | 0
4 | 7 | 3:00 | 0 | 3:00 | 0
5 | 7 | 4:00 | 0 | 4:00 | 0
6 | 7 | 5:00 | 7.24 | 5:00 | 7.2
7 | 7 | 6:00 | 35.44 | 6:00 | 35.27
8 | 7 | 7:00 | 63.34 | 7:00 | 63.02
9 | 7 | 8:00 | 73.04 | 8:00 | 72.67
10 | 7 | 9:00 | 79.27 | 9:00 | 78.87
11 | 7 | 10:00 | 84.13 | 10:00 | 83.71
12 | 7 | 11:00 | 84.18 | 11:00 | 83.76
13 | 7 | 12:00 | 82.49 | 12:00 | 82.08
14 | 7 | 13:00 | 82.95 | 13:00 | 82.53
15 | 7 | 14:00 | 85.95 | 14:00 | 85.52
16 | 7 | 15:00 | 80.52 | 15:00 | 80.12
17 | 7 | 16:00 | 71.18 | 16:00 | 70.82
18 | 7 | 17:00 | 48.56 | 17:00 | 48.32
19 | 7 | 18:00 | 15.02 | 18:00 | 14.94
20 | 7 | 19:00 | 0 | 19:00 | 0
21 | 7 | 20:00 | 0 | 20:00 | 0
22 | 7 | 21:00 | 0 | 21:00 | 0
23 | 7 | 22:00 | 0 | 22:00 | 0
24 | 7 | 23:00 | 0 | 23:00 | 0
1 | 7 | 0:00 | 0 | 0:00 | 0
2 | 7 | 1:00 | 0 | 1:00 | 0
3 | 7 | 2:00 | 0 | 2:00 | 0
4 | 7 | 3:00 | 0 | 3:00 | 0
5 | 7 | 4:00 | 0 | 4:00 | 0
6 | 7 | 5:00 | 7.49 | 5:00 | 7.45
7 | 7 | 6:00 | 40.53 | 6:00 | 40.32
8 | 7 | 7:00 | 69.46 | 7:00 | 69.12
9 | 7 | 8:00 | 76.03 | 8:00 | 75.65
10 | 7 | 9:00 | 78.4 | 9:00 | 78
11 | 7 | 10:00 | 87.38 | 10:00 | 86.95
12 | 7 | 11:00 | 90.87 | 11:00 | 90.42
13 | 7 | 12:00 | 85.21 | 12:00 | 84.78
14 | 7 | 13:00 | 88.69 | 13:00 | 88.25
15 | 7 | 14:00 | 82.11 | 14:00 | 81.7
16 | 7 | 15:00 | 72.48 | 15:00 | 72.11
17 | 7 | 16:00 | 66.44 | 16:00 | 66.11
18 | 7 | 17:00 | 46.46 | 17:00 | 46.23
19 | 7 | 18:00 | 13.75 | 18:00 | 13.68
20 | 7 | 19:00 | 0 | 19:00 | 0
21 | 7 | 20:00 | 0 | 20:00 | 0
22 | 7 | 21:00 | 0 | 21:00 | 0
23 | 7 | 22:00 | 0 | 22:00 | 0
24 | 7 | 23:00 | 0 | 23:00 | 0
1 | 7 | 0:00 | 0 | 0:00 | 0
2 | 7 | 1:00 | 0 | 1:00 | 0
3 | 7 | 2:00 | 0 | 2:00 | 0
4 | 7 | 3:00 | 0 | 3:00 | 0
5 | 7 | 4:00 | 0 | 4:00 | 0
6 | 7 | 5:00 | 7.51 | 5:00 | 7.47
7 | 7 | 6:00 | 40.61 | 6:00 | 40.41
8 | 7 | 7:00 | 69.57 | 7:00 | 69.22
9 | 7 | 8:00 | 78.07 | 8:00 | 77.68
10 | 7 | 9:00 | 81.24 | 9:00 | 80.83
11 | 7 | 10:00 | 80.79 | 10:00 | 80.38
12 | 7 | 11:00 | 81.48 | 11:00 | 81.07
13 | 7 | 12:00 | 84.22 | 12:00 | 83.8
14 | 7 | 13:00 | 92.24 | 13:00 | 91.78
15 | 7 | 14:00 | 90.91 | 14:00 | 90.45
16 | 7 | 15:00 | 91.77 | 15:00 | 91.31
17 | 7 | 16:00 | 80.16 | 16:00 | 79.76
18 | 7 | 17:00 | 54.56 | 17:00 | 54.29
19 | 7 | 18:00 | 16.86 | 18:00 | 16.77
20 | 7 | 19:00 | 0 | 19:00 | 0
21 | 7 | 20:00 | 0 | 20:00 | 0
22 | 7 | 21:00 | 0 | 21:00 | 0
23 | 7 | 22:00 | 0 | 22:00 | 0
24 | 7 | 23:00 | 0 | 23:00 | 0
1 | 7 | 0:00 | 0 | 0:00 | 0
2 | 7 | 1:00 | 0 | 1:00 | 0
3 | 7 | 2:00 | 0 | 2:00 | 0
4 | 7 | 3:00 | 0 | 3:00 | 0
5 | 7 | 4:00 | 0 | 4:00 | 0
6 | 7 | 5:00 | 6.51 | 5:00 | 6.48
7 | 7 | 6:00 | 40.89 | 6:00 | 40.69
8 | 7 | 7:00 | 75.18 | 7:00 | 74.8
9 | 7 | 8:00 | 87.59 | 8:00 | 87.15
10 | 7 | 9:00 | 91.39 | 9:00 | 90.94
11 | 7 | 10:00 | 94.15 | 10:00 | 93.68
12 | 7 | 11:00 | 95.63 | 11:00 | 95.15
13 | 7 | 12:00 | 94.21 | 12:00 | 93.74
14 | 7 | 13:00 | 93.88 | 13:00 | 93.41
15 | 7 | 14:00 | 91.74 | 14:00 | 91.28
16 | 7 | 15:00 | 82.44 | 15:00 | 82.03
17 | 7 | 16:00 | 72.09 | 16:00 | 71.73
18 | 7 | 17:00 | 48.32 | 17:00 | 48.07
19 | 7 | 18:00 | 15.68 | 18:00 | 15.6
20 | 7 | 19:00 | 0 | 19:00 | 0
21 | 7 | 20:00 | 0 | 20:00 | 0
22 | 7 | 21:00 | 0 | 21:00 | 0
23 | 7 | 22:00 | 0 | 22:00 | 0
24 | 7 | 23:00 | 0 | 23:00 | 0
1 | 7 | 0:00 | 0 | 0:00 | 0
2 | 7 | 1:00 | 0 | 1:00 | 0
3 | 7 | 2:00 | 0 | 2:00 | 0
4 | 7 | 3:00 | 0 | 3:00 | 0
5 | 7 | 4:00 | 0 | 4:00 | 0
6 | 7 | 5:00 | 6.04 | 5:00 | 6.01
7 | 7 | 6:00 | 34.13 | 6:00 | 33.96
8 | 7 | 7:00 | 63.18 | 7:00 | 62.87
9 | 7 | 8:00 | 68.04 | 8:00 | 67.7
10 | 7 | 9:00 | 74.57 | 9:00 | 74.19
11 | 7 | 10:00 | 77.38 | 10:00 | 76.99
12 | 7 | 11:00 | 79.45 | 11:00 | 79.05
13 | 7 | 12:00 | 81.44 | 12:00 | 81.03
14 | 7 | 13:00 | 81.05 | 13:00 | 80.64
15 | 7 | 14:00 | 80.99 | 14:00 | 80.58
16 | 7 | 15:00 | 78.11 | 15:00 | 77.72
17 | 7 | 16:00 | 64.93 | 16:00 | 64.6
18 | 7 | 17:00 | 44.93 | 17:00 | 44.7
19 | 7 | 18:00 | 13.9 | 18:00 | 13.83
20 | 7 | 19:00 | 0 | 19:00 | 0
21 | 7 | 20:00 | 0 | 20:00 | 0
22 | 7 | 21:00 | 0 | 21:00 | 0
23 | 7 | 22:00 | 0 | 22:00 | 0
24 | 7 | 23:00 | 0 | 23:00 | 0
1 | 7 | 0:00 | 0 | 0:00 | 0
2 | 7 | 1:00 | 0 | 1:00 | 0
3 | 7 | 2:00 | 0 | 2:00 | 0
4 | 7 | 3:00 | 0 | 3:00 | 0
5 | 7 | 4:00 | 0 | 4:00 | 0
6 | 7 | 5:00 | 5.65 | 5:00 | 5.62
7 | 7 | 6:00 | 30.99 | 6:00 | 30.83
8 | 7 | 7:00 | 53.36 | 7:00 | 53.09
9 | 7 | 8:00 | 67.02 | 8:00 | 66.69
10 | 7 | 9:00 | 78.56 | 9:00 | 78.16
11 | 7 | 10:00 | 81.32 | 10:00 | 80.91
12 | 7 | 11:00 | 81.24 | 11:00 | 80.83
13 | 7 | 12:00 | 84.54 | 12:00 | 84.12
14 | 7 | 13:00 | 85.47 | 13:00 | 85.04
15 | 7 | 14:00 | 78.07 | 14:00 | 77.68
16 | 7 | 15:00 | 66.32 | 15:00 | 65.98
17 | 7 | 16:00 | 51.1 | 16:00 | 50.84
18 | 7 | 17:00 | 32.74 | 17:00 | 32.58
19 | 7 | 18:00 | 11.15 | 18:00 | 11.1
20 | 7 | 19:00 | 0 | 19:00 | 0
21 | 7 | 20:00 | 0 | 20:00 | 0
22 | 7 | 21:00 | 0 | 21:00 | 0
23 | 7 | 22:00 | 0 | 22:00 | 0
24 | 7 | 23:00 | 0 | 23:00 | 0
1 | 7 | 0:00 | 0 | 0:00 | 0
2 | 7 | 1:00 | 0 | 1:00 | 0
3 | 7 | 2:00 | 0 | 2:00 | 0
4 | 7 | 3:00 | 0 | 3:00 | 0
5 | 7 | 4:00 | 0 | 4:00 | 0
6 | 7 | 5:00 | 5.37 | 5:00 | 5.34
7 | 7 | 6:00 | 34.13 | 6:00 | 33.96
8 | 7 | 7:00 | 60.45 | 7:00 | 60.15
9 | 7 | 8:00 | 71.57 | 8:00 | 71.21
10 | 7 | 9:00 | 78.12 | 9:00 | 77.73
11 | 7 | 10:00 | 85.21 | 10:00 | 84.79
12 | 7 | 11:00 | 86.31 | 11:00 | 85.88
13 | 7 | 12:00 | 86.94 | 12:00 | 86.5
14 | 7 | 13:00 | 82.81 | 13:00 | 82.4
15 | 7 | 14:00 | 87.02 | 14:00 | 86.58
16 | 7 | 15:00 | 82.33 | 15:00 | 81.92
17 | 7 | 16:00 | 72.65 | 16:00 | 72.29
18 | 7 | 17:00 | 51.44 | 17:00 | 51.19
19 | 7 | 18:00 | 16.56 | 18:00 | 16.48
20 | 7 | 19:00 | 0 | 19:00 | 0
21 | 7 | 20:00 | 0 | 20:00 | 0
22 | 7 | 21:00 | 0 | 21:00 | 0
23 | 7 | 22:00 | 0 | 22:00 | 0
24 | 7 | 23:00 | 0 | 23:00 | 0
1 | 7 | 0:00 | 0 | 0:00 | 0
2 | 7 | 1:00 | 0 | 1:00 | 0
3 | 7 | 2:00 | 0 | 2:00 | 0
4 | 7 | 3:00 | 0 | 3:00 | 0
5 | 7 | 4:00 | 0 | 4:00 | 0
6 | 7 | 5:00 | 6.41 | 5:00 | 6.37
7 | 7 | 6:00 | 38.68 | 6:00 | 38.49
8 | 7 | 7:00 | 70.19 | 7:00 | 69.84
9 | 7 | 8:00 | 77.74 | 8:00 | 77.35
10 | 7 | 9:00 | 85.51 | 9:00 | 85.08
11 | 7 | 10:00 | 89.53 | 10:00 | 89.09
12 | 7 | 11:00 | 87.6 | 11:00 | 87.16
13 | 7 | 12:00 | 82.46 | 12:00 | 82.05
14 | 7 | 13:00 | 84.93 | 13:00 | 84.5
15 | 7 | 14:00 | 85.57 | 14:00 | 85.14
16 | 7 | 15:00 | 75.24 | 15:00 | 74.87
17 | 7 | 16:00 | 64.04 | 16:00 | 63.72
18 | 7 | 17:00 | 41.4 | 17:00 | 41.19
19 | 7 | 18:00 | 12.16 | 18:00 | 12.1
20 | 7 | 19:00 | 0 | 19:00 | 0
21 | 7 | 20:00 | 0 | 20:00 | 0
22 | 7 | 21:00 | 0 | 21:00 | 0
23 | 7 | 22:00 | 0 | 22:00 | 0
24 | 7 | 23:00 | 0 | 23:00 | 0
1 | 7 | 0:00 | 0 | 0:00 | 0
2 | 7 | 1:00 | 0 | 1:00 | 0
3 | 7 | 2:00 | 0 | 2:00 | 0
4 | 7 | 3:00 | 0 | 3:00 | 0
5 | 7 | 4:00 | 0 | 4:00 | 0
6 | 7 | 5:00 | 5.17 | 5:00 | 5.15
7 | 7 | 6:00 | 30.44 | 6:00 | 30.29
8 | 7 | 7:00 | 53.4 | 7:00 | 53.13
9 | 7 | 8:00 | 59.59 | 8:00 | 59.3
10 | 7 | 9:00 | 66.8 | 9:00 | 66.47
11 | 7 | 10:00 | 76.73 | 10:00 | 76.34
12 | 7 | 11:00 | 78.98 | 11:00 | 78.58
13 | 7 | 12:00 | 77.77 | 12:00 | 77.38
14 | 7 | 13:00 | 81.06 | 13:00 | 80.65
15 | 7 | 14:00 | 79.35 | 14:00 | 78.96
16 | 7 | 15:00 | 69.38 | 15:00 | 69.03
17 | 7 | 16:00 | 59.99 | 16:00 | 59.69
18 | 7 | 17:00 | 39.02 | 17:00 | 38.83
19 | 7 | 18:00 | 14.72 | 18:00 | 14.64
20 | 7 | 19:00 | 0 | 19:00 | 0
21 | 7 | 20:00 | 0 | 20:00 | 0
22 | 7 | 21:00 | 0 | 21:00 | 0
23 | 7 | 22:00 | 0 | 22:00 | 0
24 | 7 | 23:00 | 0 | 23:00 | 0
1 | 7 | 0:00 | 0 | 0:00 | 0
2 | 7 | 1:00 | 0 | 1:00 | 0
3 | 7 | 2:00 | 0 | 2:00 | 0
4 | 7 | 3:00 | 0 | 3:00 | 0
5 | 7 | 4:00 | 0 | 4:00 | 0
6 | 7 | 5:00 | 4.85 | 5:00 | 4.83
7 | 7 | 6:00 | 30.37 | 6:00 | 30.22
8 | 7 | 7:00 | 55.88 | 7:00 | 55.6
9 | 7 | 8:00 | 69.08 | 8:00 | 68.74
10 | 7 | 9:00 | 71.76 | 9:00 | 71.4
11 | 7 | 10:00 | 80.93 | 10:00 | 80.53
12 | 7 | 11:00 | 82.43 | 11:00 | 82.02
13 | 7 | 12:00 | 79.67 | 12:00 | 79.28
14 | 7 | 13:00 | 83.5 | 13:00 | 83.08
15 | 7 | 14:00 | 83.7 | 14:00 | 83.29
16 | 7 | 15:00 | 74.39 | 15:00 | 74.02
17 | 7 | 16:00 | 65.56 | 16:00 | 65.23
18 | 7 | 17:00 | 45.91 | 17:00 | 45.68
19 | 7 | 18:00 | 15.66 | 18:00 | 15.58
20 | 7 | 19:00 | 0 | 19:00 | 0
21 | 7 | 20:00 | 0 | 20:00 | 0
22 | 7 | 21:00 | 0 | 21:00 | 0
23 | 7 | 22:00 | 0 | 22:00 | 0
24 | 7 | 23:00 | 0 | 23:00 | 0
1 | 7 | 0:00 | 0 | 0:00 | 0
2 | 7 | 1:00 | 0 | 1:00 | 0
3 | 7 | 2:00 | 0 | 2:00 | 0
4 | 7 | 3:00 | 0 | 3:00 | 0
5 | 7 | 4:00 | 0 | 4:00 | 0
6 | 7 | 5:00 | 6.23 | 5:00 | 6.19
7 | 7 | 6:00 | 40.24 | 6:00 | 40.04
8 | 7 | 7:00 | 66.55 | 7:00 | 66.21
9 | 7 | 8:00 | 77.87 | 8:00 | 77.48
10 | 7 | 9:00 | 86.47 | 9:00 | 86.03
11 | 7 | 10:00 | 88.88 | 10:00 | 88.44
12 | 7 | 11:00 | 93.05 | 11:00 | 92.58
13 | 7 | 12:00 | 96.43 | 12:00 | 95.94
14 | 7 | 13:00 | 91.61 | 13:00 | 91.15
15 | 7 | 14:00 | 89.47 | 14:00 | 89.02
16 | 7 | 15:00 | 83.02 | 15:00 | 82.61
17 | 7 | 16:00 | 70.48 | 16:00 | 70.13
18 | 7 | 17:00 | 47.65 | 17:00 | 47.41
19 | 7 | 18:00 | 14.48 | 18:00 | 14.41
20 | 7 | 19:00 | 0 | 19:00 | 0
21 | 7 | 20:00 | 0 | 20:00 | 0
22 | 7 | 21:00 | 0 | 21:00 | 0
23 | 7 | 22:00 | 0 | 22:00 | 0
24 | 7 | 23:00 | 0 | 23:00 | 0
1 | 7 | 0:00 | 0 | 0:00 | 0
2 | 7 | 1:00 | 0 | 1:00 | 0
3 | 7 | 2:00 | 0 | 2:00 | 0
4 | 7 | 3:00 | 0 | 3:00 | 0
5 | 7 | 4:00 | 0 | 4:00 | 0
6 | 7 | 5:00 | 5.94 | 5:00 | 5.91
7 | 7 | 6:00 | 37.82 | 6:00 | 37.63
8 | 7 | 7:00 | 67.87 | 7:00 | 67.53
9 | 7 | 8:00 | 79.89 | 8:00 | 79.49
10 | 7 | 9:00 | 82.86 | 9:00 | 82.44
11 | 7 | 10:00 | 86.75 | 10:00 | 86.32
12 | 7 | 11:00 | 91.36 | 11:00 | 90.9
13 | 7 | 12:00 | 91.63 | 12:00 | 91.17
14 | 7 | 13:00 | 89.46 | 13:00 | 89.01
15 | 7 | 14:00 | 86.83 | 14:00 | 86.39
16 | 7 | 15:00 | 81.79 | 15:00 | 81.38
17 | 7 | 16:00 | 65.69 | 16:00 | 65.36
18 | 7 | 17:00 | 39.86 | 17:00 | 39.66
19 | 7 | 18:00 | 14.04 | 18:00 | 13.97
20 | 7 | 19:00 | 0 | 19:00 | 0
21 | 7 | 20:00 | 0 | 20:00 | 0
22 | 7 | 21:00 | 0 | 21:00 | 0
23 | 7 | 22:00 | 0 | 22:00 | 0
24 | 7 | 23:00 | 0 | 23:00 | 0
1 | 7 | 0:00 | 0 | 0:00 | 0
2 | 7 | 1:00 | 0 | 1:00 | 0
3 | 7 | 2:00 | 0 | 2:00 | 0
4 | 7 | 3:00 | 0 | 3:00 | 0
5 | 7 | 4:00 | 0 | 4:00 | 0
6 | 7 | 5:00 | 5.35 | 5:00 | 5.32
7 | 7 | 6:00 | 37.56 | 6:00 | 37.38
8 | 7 | 7:00 | 68.32 | 7:00 | 67.98
9 | 7 | 8:00 | 72.61 | 8:00 | 72.25
10 | 7 | 9:00 | 78.88 | 9:00 | 78.48
11 | 7 | 10:00 | 86.77 | 10:00 | 86.34
12 | 7 | 11:00 | 92.11 | 11:00 | 91.65
13 | 7 | 12:00 | 87.81 | 12:00 | 87.37
14 | 7 | 13:00 | 86.44 | 13:00 | 86.01
15 | 7 | 14:00 | 85.65 | 14:00 | 85.22
16 | 7 | 15:00 | 80.24 | 15:00 | 79.84
17 | 7 | 16:00 | 74.17 | 16:00 | 73.8
18 | 7 | 17:00 | 50.45 | 17:00 | 50.2
19 | 7 | 18:00 | 15.69 | 18:00 | 15.61
20 | 7 | 19:00 | 0 | 19:00 | 0
21 | 7 | 20:00 | 0 | 20:00 | 0
22 | 7 | 21:00 | 0 | 21:00 | 0
23 | 7 | 22:00 | 0 | 22:00 | 0
24 | 7 | 23:00 | 0 | 23:00 | 0
1 | 7 | 0:00 | 0 | 0:00 | 0
2 | 7 | 1:00 | 0 | 1:00 | 0
3 | 7 | 2:00 | 0 | 2:00 | 0
4 | 7 | 3:00 | 0 | 3:00 | 0
5 | 7 | 4:00 | 0 | 4:00 | 0
6 | 7 | 5:00 | 5.44 | 5:00 | 5.41
7 | 7 | 6:00 | 37.25 | 6:00 | 37.07
8 | 7 | 7:00 | 69.12 | 7:00 | 68.77
9 | 7 | 8:00 | 78.6 | 8:00 | 78.2
10 | 7 | 9:00 | 86.03 | 9:00 | 85.6
11 | 7 | 10:00 | 89.82 | 10:00 | 89.37
12 | 7 | 11:00 | 90.13 | 11:00 | 89.68
13 | 7 | 12:00 | 93.13 | 12:00 | 92.66
14 | 7 | 13:00 | 91.56 | 13:00 | 91.1
15 | 7 | 14:00 | 87.56 | 14:00 | 87.12
16 | 7 | 15:00 | 84.29 | 15:00 | 83.87
17 | 7 | 16:00 | 76.93 | 16:00 | 76.54
18 | 7 | 17:00 | 52.01 | 17:00 | 51.75
19 | 7 | 18:00 | 15.11 | 18:00 | 15.04
20 | 7 | 19:00 | 0 | 19:00 | 0
21 | 7 | 20:00 | 0 | 20:00 | 0
22 | 7 | 21:00 | 0 | 21:00 | 0
23 | 7 | 22:00 | 0 | 22:00 | 0
24 | 7 | 23:00 | 0 | 23:00 | 0
1 | 7 | 0:00 | 0 | 0:00 | 0
2 | 7 | 1:00 | 0 | 1:00 | 0
3 | 7 | 2:00 | 0 | 2:00 | 0
4 | 7 | 3:00 | 0 | 3:00 | 0
5 | 7 | 4:00 | 0 | 4:00 | 0
6 | 7 | 5:00 | 5.07 | 5:00 | 5.05
7 | 7 | 6:00 | 36.58 | 6:00 | 36.4
8 | 7 | 7:00 | 67.26 | 7:00 | 66.92
9 | 7 | 8:00 | 80.68 | 8:00 | 80.27
10 | 7 | 9:00 | 86.07 | 9:00 | 85.64
11 | 7 | 10:00 | 93.04 | 10:00 | 92.57
12 | 7 | 11:00 | 92.02 | 11:00 | 91.56
13 | 7 | 12:00 | 86.64 | 12:00 | 86.21
14 | 7 | 13:00 | 81.13 | 13:00 | 80.73
15 | 7 | 14:00 | 85.67 | 14:00 | 85.24
16 | 7 | 15:00 | 83.88 | 15:00 | 83.46
17 | 7 | 16:00 | 72.83 | 16:00 | 72.47
18 | 7 | 17:00 | 48.74 | 17:00 | 48.5
19 | 7 | 18:00 | 16.35 | 18:00 | 16.27
20 | 7 | 19:00 | 0 | 19:00 | 0
21 | 7 | 20:00 | 0 | 20:00 | 0
22 | 7 | 21:00 | 0 | 21:00 | 0
23 | 7 | 22:00 | 0 | 22:00 | 0
24 | 7 | 23:00 | 0 | 23:00 | 0
1 | 7 | 0:00 | 0 | 0:00 | 0
2 | 7 | 1:00 | 0 | 1:00 | 0
3 | 7 | 2:00 | 0 | 2:00 | 0
4 | 7 | 3:00 | 0 | 3:00 | 0
5 | 7 | 4:00 | 0 | 4:00 | 0
6 | 7 | 5:00 | 5.17 | 5:00 | 5.14
7 | 7 | 6:00 | 40.6 | 6:00 | 40.39
8 | 7 | 7:00 | 80.95 | 7:00 | 80.55
9 | 7 | 8:00 | 94.05 | 8:00 | 93.58
10 | 7 | 9:00 | 95.11 | 9:00 | 94.64
11 | 7 | 10:00 | 95.41 | 10:00 | 94.93
12 | 7 | 11:00 | 94.18 | 11:00 | 93.71
13 | 7 | 12:00 | 89.37 | 12:00 | 88.93
14 | 7 | 13:00 | 89.01 | 13:00 | 88.56
15 | 7 | 14:00 | 88.92 | 14:00 | 88.48
16 | 7 | 15:00 | 87.99 | 15:00 | 87.55
17 | 7 | 16:00 | 75.38 | 16:00 | 75
18 | 7 | 17:00 | 46.29 | 17:00 | 46.05
19 | 7 | 18:00 | 13.48 | 18:00 | 13.42
20 | 7 | 19:00 | 0 | 19:00 | 0
21 | 7 | 20:00 | 0 | 20:00 | 0
22 | 7 | 21:00 | 0 | 21:00 | 0
23 | 7 | 22:00 | 0 | 22:00 | 0
24 | 7 | 23:00 | 0 | 23:00 | 0
1 | 7 | 0:00 | 0 | 0:00 | 0
2 | 7 | 1:00 | 0 | 1:00 | 0
3 | 7 | 2:00 | 0 | 2:00 | 0
4 | 7 | 3:00 | 0 | 3:00 | 0
5 | 7 | 4:00 | 0 | 4:00 | 0
6 | 7 | 5:00 | 4.37 | 5:00 | 4.35
7 | 7 | 6:00 | 36.07 | 6:00 | 35.89
8 | 7 | 7:00 | 74.53 | 7:00 | 74.16
9 | 7 | 8:00 | 83.63 | 8:00 | 83.21
10 | 7 | 9:00 | 84.59 | 9:00 | 84.17
11 | 7 | 10:00 | 87.39 | 10:00 | 86.96
12 | 7 | 11:00 | 89.52 | 11:00 | 89.07
13 | 7 | 12:00 | 82.45 | 12:00 | 82.04
14 | 7 | 13:00 | 84.37 | 13:00 | 83.95
15 | 7 | 14:00 | 85.34 | 14:00 | 84.92
16 | 7 | 15:00 | 77.94 | 15:00 | 77.55
17 | 7 | 16:00 | 73.71 | 16:00 | 73.34
18 | 7 | 17:00 | 52.09 | 17:00 | 51.83
19 | 7 | 18:00 | 13.39 | 18:00 | 13.32
20 | 7 | 19:00 | 0 | 19:00 | 0
21 | 7 | 20:00 | 0 | 20:00 | 0
22 | 7 | 21:00 | 0 | 21:00 | 0
23 | 7 | 22:00 | 0 | 22:00 | 0
24 | 7 | 23:00 | 0 | 23:00 | 0
1 | 7 | 0:00 | 0 | 0:00 | 0
2 | 7 | 1:00 | 0 | 1:00 | 0
3 | 7 | 2:00 | 0 | 2:00 | 0
4 | 7 | 3:00 | 0 | 3:00 | 0
5 | 7 | 4:00 | 0 | 4:00 | 0
6 | 7 | 5:00 | 4.31 | 5:00 | 4.29
7 | 7 | 6:00 | 33.71 | 6:00 | 33.54
8 | 7 | 7:00 | 61.99 | 7:00 | 61.68
9 | 7 | 8:00 | 77.92 | 8:00 | 77.53
10 | 7 | 9:00 | 87.6 | 9:00 | 87.16
11 | 7 | 10:00 | 88.87 | 10:00 | 88.43
12 | 7 | 11:00 | 87.22 | 11:00 | 86.78
13 | 7 | 12:00 | 79.68 | 12:00 | 79.28
14 | 7 | 13:00 | 79.02 | 13:00 | 78.62
15 | 7 | 14:00 | 83.86 | 14:00 | 83.44
16 | 7 | 15:00 | 83.03 | 15:00 | 82.61
17 | 7 | 16:00 | 63.37 | 16:00 | 63.05
18 | 7 | 17:00 | 45.19 | 17:00 | 44.97
19 | 7 | 18:00 | 14.6 | 18:00 | 14.52
20 | 7 | 19:00 | 0 | 19:00 | 0
21 | 7 | 20:00 | 0 | 20:00 | 0
22 | 7 | 21:00 | 0 | 21:00 | 0
23 | 7 | 22:00 | 0 | 22:00 | 0
24 | 7 | 23:00 | 0 | 23:00 | 0
1 | 7 | 0:00 | 0 | 0:00 | 0
2 | 7 | 1:00 | 0 | 1:00 | 0
3 | 7 | 2:00 | 0 | 2:00 | 0
4 | 7 | 3:00 | 0 | 3:00 | 0
5 | 7 | 4:00 | 0 | 4:00 | 0
6 | 7 | 5:00 | 4.68 | 5:00 | 4.66
7 | 7 | 6:00 | 38.73 | 6:00 | 38.54
8 | 7 | 7:00 | 76.86 | 7:00 | 76.47
9 | 7 | 8:00 | 82.75 | 8:00 | 82.33
10 | 7 | 9:00 | 85.52 | 9:00 | 85.09
11 | 7 | 10:00 | 95.26 | 10:00 | 94.78
12 | 7 | 11:00 | 95.83 | 11:00 | 95.35
13 | 7 | 12:00 | 96.38 | 12:00 | 95.9
14 | 7 | 13:00 | 93.76 | 13:00 | 93.29
15 | 7 | 14:00 | 85.99 | 14:00 | 85.56
16 | 7 | 15:00 | 77.3 | 15:00 | 76.91
17 | 7 | 16:00 | 65.93 | 16:00 | 65.6
18 | 7 | 17:00 | 42.89 | 17:00 | 42.68
19 | 7 | 18:00 | 12.74 | 18:00 | 12.67
20 | 7 | 19:00 | 0 | 19:00 | 0
21 | 7 | 20:00 | 0 | 20:00 | 0
22 | 7 | 21:00 | 0 | 21:00 | 0
23 | 7 | 22:00 | 0 | 22:00 | 0
24 | 7 | 23:00 | 0 | 23:00 | 0
1 | 7 | 0:00 | 0 | 0:00 | 0
2 | 7 | 1:00 | 0 | 1:00 | 0
3 | 7 | 2:00 | 0 | 2:00 | 0
4 | 7 | 3:00 | 0 | 3:00 | 0
5 | 7 | 4:00 | 0 | 4:00 | 0
6 | 7 | 5:00 | 4.56 | 5:00 | 4.54
7 | 7 | 6:00 | 35.24 | 6:00 | 35.06
8 | 7 | 7:00 | 68.77 | 7:00 | 68.42
9 | 7 | 8:00 | 78.58 | 8:00 | 78.19
10 | 7 | 9:00 | 87.21 | 9:00 | 86.77
11 | 7 | 10:00 | 89.73 | 10:00 | 89.28
12 | 7 | 11:00 | 91.52 | 11:00 | 91.06
13 | 7 | 12:00 | 84.95 | 12:00 | 84.52
14 | 7 | 13:00 | 86.36 | 13:00 | 85.93
15 | 7 | 14:00 | 82.48 | 14:00 | 82.07
16 | 7 | 15:00 | 78.55 | 15:00 | 78.16
17 | 7 | 16:00 | 74.35 | 16:00 | 73.97
18 | 7 | 17:00 | 51.03 | 17:00 | 50.77
19 | 7 | 18:00 | 14.59 | 18:00 | 14.52
20 | 7 | 19:00 | 0 | 19:00 | 0
21 | 7 | 20:00 | 0 | 20:00 | 0
22 | 7 | 21:00 | 0 | 21:00 | 0
23 | 7 | 22:00 | 0 | 22:00 | 0
24 | 7 | 23:00 | 0 | 23:00 | 0
1 | 7 | 0:00 | 0 | 0:00 | 0
2 | 7 | 1:00 | 0 | 1:00 | 0
3 | 7 | 2:00 | 0 | 2:00 | 0
4 | 7 | 3:00 | 0 | 3:00 | 0
5 | 7 | 4:00 | 0 | 4:00 | 0
6 | 7 | 5:00 | 4.39 | 5:00 | 4.37
7 | 7 | 6:00 | 38.92 | 6:00 | 38.73
8 | 7 | 7:00 | 78.83 | 7:00 | 78.43
9 | 7 | 8:00 | 87.91 | 8:00 | 87.47
10 | 7 | 9:00 | 92.55 | 9:00 | 92.09
11 | 7 | 10:00 | 93.42 | 10:00 | 92.95
12 | 7 | 11:00 | 93.2 | 11:00 | 92.73
13 | 7 | 12:00 | 89.62 | 12:00 | 89.17
14 | 7 | 13:00 | 89.4 | 13:00 | 88.95
15 | 7 | 14:00 | 84.54 | 14:00 | 84.11
16 | 7 | 15:00 | 79.02 | 15:00 | 78.62
17 | 7 | 16:00 | 70.87 | 16:00 | 70.52
18 | 7 | 17:00 | 47.94 | 17:00 | 47.7
19 | 7 | 18:00 | 13.25 | 18:00 | 13.18
20 | 7 | 19:00 | 0 | 19:00 | 0
21 | 7 | 20:00 | 0 | 20:00 | 0
22 | 7 | 21:00 | 0 | 21:00 | 0
23 | 7 | 22:00 | 0 | 22:00 | 0
24 | 7 | 23:00 | 0 | 23:00 | 0
1 | 7 | 0:00 | 0 | 0:00 | 0
2 | 7 | 1:00 | 0 | 1:00 | 0
3 | 7 | 2:00 | 0 | 2:00 | 0
4 | 7 | 3:00 | 0 | 3:00 | 0
5 | 7 | 4:00 | 0 | 4:00 | 0
6 | 7 | 5:00 | 4.21 | 5:00 | 4.19
7 | 7 | 6:00 | 36.45 | 6:00 | 36.27
8 | 7 | 7:00 | 73.89 | 7:00 | 73.52
9 | 7 | 8:00 | 81.31 | 8:00 | 80.91
10 | 7 | 9:00 | 86.15 | 9:00 | 85.72
11 | 7 | 10:00 | 87.29 | 10:00 | 86.85
12 | 7 | 11:00 | 85.63 | 11:00 | 85.2
13 | 7 | 12:00 | 88.38 | 12:00 | 87.94
14 | 7 | 13:00 | 90.59 | 13:00 | 90.14
15 | 7 | 14:00 | 87.11 | 14:00 | 86.67
16 | 7 | 15:00 | 83.16 | 15:00 | 82.75
17 | 7 | 16:00 | 76.15 | 16:00 | 75.77
18 | 7 | 17:00 | 50.55 | 17:00 | 50.29
19 | 7 | 18:00 | 13.38 | 18:00 | 13.31
20 | 7 | 19:00 | 0 | 19:00 | 0
21 | 7 | 20:00 | 0 | 20:00 | 0
22 | 7 | 21:00 | 0 | 21:00 | 0
23 | 7 | 22:00 | 0 | 22:00 | 0
24 | 7 | 23:00 | 0 | 23:00 | 0
1 | 7 | 0:00 | 0 | 0:00 | 0
2 | 7 | 1:00 | 0 | 1:00 | 0
3 | 7 | 2:00 | 0 | 2:00 | 0
4 | 7 | 3:00 | 0 | 3:00 | 0
5 | 7 | 4:00 | 0 | 4:00 | 0
6 | 7 | 5:00 | 3.37 | 5:00 | 3.36
7 | 7 | 6:00 | 30.82 | 6:00 | 30.67
8 | 7 | 7:00 | 62.06 | 7:00 | 61.75
9 | 7 | 8:00 | 74.66 | 8:00 | 74.29
10 | 7 | 9:00 | 81.71 | 9:00 | 81.31
11 | 7 | 10:00 | 85.47 | 10:00 | 85.04
12 | 7 | 11:00 | 86.47 | 11:00 | 86.04
13 | 7 | 12:00 | 86.68 | 12:00 | 86.24
14 | 7 | 13:00 | 88.03 | 13:00 | 87.59
15 | 7 | 14:00 | 75.18 | 14:00 | 74.8
16 | 7 | 15:00 | 69.13 | 15:00 | 68.78
17 | 7 | 16:00 | 61.98 | 16:00 | 61.67
18 | 7 | 17:00 | 39.89 | 17:00 | 39.69
19 | 7 | 18:00 | 11.26 | 18:00 | 11.2
20 | 7 | 19:00 | 0 | 19:00 | 0
21 | 7 | 20:00 | 0 | 20:00 | 0
22 | 7 | 21:00 | 0 | 21:00 | 0
23 | 7 | 22:00 | 0 | 22:00 | 0
24 | 7 | 23:00 | 0 | 23:00 | 0
1 | 7 | 0:00 | 0 | 0:00 | 0
2 | 7 | 1:00 | 0 | 1:00 | 0
3 | 7 | 2:00 | 0 | 2:00 | 0
4 | 7 | 3:00 | 0 | 3:00 | 0
5 | 7 | 4:00 | 0 | 4:00 | 0
6 | 7 | 5:00 | 3.15 | 5:00 | 3.14
7 | 7 | 6:00 | 32.2 | 6:00 | 32.04
8 | 7 | 7:00 | 67.77 | 7:00 | 67.43
9 | 7 | 8:00 | 83.65 | 8:00 | 83.24
10 | 7 | 9:00 | 88.72 | 9:00 | 88.28
11 | 7 | 10:00 | 89.93 | 10:00 | 89.48
12 | 7 | 11:00 | 90.55 | 11:00 | 90.1
13 | 7 | 12:00 | 88.25 | 12:00 | 87.81
14 | 7 | 13:00 | 84.51 | 13:00 | 84.09
15 | 7 | 14:00 | 85.15 | 14:00 | 84.72
16 | 7 | 15:00 | 81.42 | 15:00 | 81.01
17 | 7 | 16:00 | 71.33 | 16:00 | 70.98
18 | 7 | 17:00 | 47.32 | 17:00 | 47.09
19 | 7 | 18:00 | 11.25 | 18:00 | 11.19
20 | 7 | 19:00 | 0 | 19:00 | 0
21 | 7 | 20:00 | 0 | 20:00 | 0
22 | 7 | 21:00 | 0 | 21:00 | 0
23 | 7 | 22:00 | 0 | 22:00 | 0
24 | 7 | 23:00 | 0 | 23:00 | 0
1 | 7 | 0:00 | 0 | 0:00 | 0
2 | 7 | 1:00 | 0 | 1:00 | 0
3 | 7 | 2:00 | 0 | 2:00 | 0
4 | 7 | 3:00 | 0 | 3:00 | 0
5 | 7 | 4:00 | 0 | 4:00 | 0
6 | 7 | 5:00 | 2.91 | 5:00 | 2.89
7 | 7 | 6:00 | 30.38 | 6:00 | 30.22
8 | 7 | 7:00 | 55.23 | 7:00 | 54.95
9 | 7 | 8:00 | 65.39 | 8:00 | 65.06
10 | 7 | 9:00 | 77.45 | 9:00 | 77.07
11 | 7 | 10:00 | 84.2 | 10:00 | 83.78
12 | 7 | 11:00 | 84.15 | 11:00 | 83.73
13 | 7 | 12:00 | 80.54 | 12:00 | 80.13
14 | 7 | 13:00 | 74.68 | 13:00 | 74.3
15 | 7 | 14:00 | 70.65 | 14:00 | 70.3
16 | 7 | 15:00 | 69.08 | 15:00 | 68.73
17 | 7 | 16:00 | 57.84 | 16:00 | 57.55
18 | 7 | 17:00 | 39.3 | 17:00 | 39.1
19 | 7 | 18:00 | 10.53 | 18:00 | 10.47
20 | 7 | 19:00 | 0 | 19:00 | 0
21 | 7 | 20:00 | 0 | 20:00 | 0
22 | 7 | 21:00 | 0 | 21:00 | 0
23 | 7 | 22:00 | 0 | 22:00 | 0
24 | 7 | 23:00 | 0 | 23:00 | 0
1 | 7 | 0:00 | 0 | 0:00 | 0
2 | 7 | 1:00 | 0 | 1:00 | 0
3 | 7 | 2:00 | 0 | 2:00 | 0
4 | 7 | 3:00 | 0 | 3:00 | 0
5 | 7 | 4:00 | 0 | 4:00 | 0
6 | 7 | 5:00 | 2.81 | 5:00 | 2.8
7 | 7 | 6:00 | 27.94 | 6:00 | 27.8
8 | 7 | 7:00 | 61.13 | 7:00 | 60.82
9 | 7 | 8:00 | 74.68 | 8:00 | 74.31
10 | 7 | 9:00 | 80.86 | 9:00 | 80.45
11 | 7 | 10:00 | 80.38 | 10:00 | 79.98
12 | 7 | 11:00 | 79.33 | 11:00 | 78.94
13 | 7 | 12:00 | 74.42 | 12:00 | 74.05
14 | 7 | 13:00 | 76.67 | 13:00 | 76.29
15 | 7 | 14:00 | 69.83 | 14:00 | 69.48
16 | 7 | 15:00 | 64.89 | 15:00 | 64.57
17 | 7 | 16:00 | 48.72 | 16:00 | 48.48
18 | 7 | 17:00 | 36.7 | 17:00 | 36.51
19 | 7 | 18:00 | 9.97 | 18:00 | 9.92
20 | 7 | 19:00 | 0 | 19:00 | 0
21 | 7 | 20:00 | 0 | 20:00 | 0
22 | 7 | 21:00 | 0 | 21:00 | 0
23 | 7 | 22:00 | 0 | 22:00 | 0
24 | 7 | 23:00 | 0 | 23:00 | 0
1 | 7 | 0:00 | 0 | 0:00 | 0
2 | 7 | 1:00 | 0 | 1:00 | 0
3 | 7 | 2:00 | 0 | 2:00 | 0
4 | 7 | 3:00 | 0 | 3:00 | 0
5 | 7 | 4:00 | 0 | 4:00 | 0
6 | 7 | 5:00 | 2.95 | 5:00 | 2.94
7 | 7 | 6:00 | 32.31 | 6:00 | 32.15
8 | 7 | 7:00 | 70.95 | 7:00 | 70.59
9 | 7 | 8:00 | 80.61 | 8:00 | 80.21
10 | 7 | 9:00 | 80.5 | 9:00 | 80.1
11 | 7 | 10:00 | 87.96 | 10:00 | 87.52
12 | 7 | 11:00 | 89.66 | 11:00 | 89.21
13 | 7 | 12:00 | 80.94 | 12:00 | 80.54
14 | 7 | 13:00 | 86.15 | 13:00 | 85.72
15 | 7 | 14:00 | 85.15 | 14:00 | 84.73
16 | 7 | 15:00 | 78.23 | 15:00 | 77.84
17 | 7 | 16:00 | 72.12 | 16:00 | 71.76
18 | 7 | 17:00 | 46.55 | 17:00 | 46.31
19 | 7 | 18:00 | 11.26 | 18:00 | 11.2
20 | 7 | 19:00 | 0 | 19:00 | 0
21 | 7 | 20:00 | 0 | 20:00 | 0
22 | 7 | 21:00 | 0 | 21:00 | 0
23 | 7 | 22:00 | 0 | 22:00 | 0
24 | 7 | 23:00 | 0 | 23:00 | 0
1 | 7 | 0:00 | 0 | 0:00 | 0
2 | 7 | 1:00 | 0 | 1:00 | 0
3 | 7 | 2:00 | 0 | 2:00 | 0
4 | 7 | 3:00 | 0 | 3:00 | 0
5 | 7 | 4:00 | 0 | 4:00 | 0
6 | 7 | 5:00 | 2.87 | 5:00 | 2.86
7 | 7 | 6:00 | 31.86 | 6:00 | 31.71
8 | 7 | 7:00 | 69.71 | 7:00 | 69.36
9 | 7 | 8:00 | 82.45 | 8:00 | 82.04
10 | 7 | 9:00 | 87.65 | 9:00 | 87.21
11 | 7 | 10:00 | 89.63 | 10:00 | 89.18
12 | 7 | 11:00 | 91.36 | 11:00 | 90.91
13 | 7 | 12:00 | 90.92 | 12:00 | 90.46
14 | 7 | 13:00 | 84.63 | 13:00 | 84.21
15 | 7 | 14:00 | 80.29 | 14:00 | 79.89
16 | 7 | 15:00 | 86.06 | 15:00 | 85.63
17 | 7 | 16:00 | 76.43 | 16:00 | 76.05
18 | 7 | 17:00 | 48.92 | 17:00 | 48.68
19 | 7 | 18:00 | 10.8 | 18:00 | 10.75
20 | 7 | 19:00 | 0 | 19:00 | 0
21 | 7 | 20:00 | 0 | 20:00 | 0
22 | 7 | 21:00 | 0 | 21:00 | 0
23 | 7 | 22:00 | 0 | 22:00 | 0
24 | 7 | 23:00 | 0 | 23:00 | 0
1 | 7 | 0:00 | 0 | 0:00 | 0
2 | 7 | 1:00 | 0 | 1:00 | 0
3 | 7 | 2:00 | 0 | 2:00 | 0
4 | 7 | 3:00 | 0 | 3:00 | 0
5 | 7 | 4:00 | 0 | 4:00 | 0
6 | 7 | 5:00 | 3 | 5:00 | 2.99
7 | 7 | 6:00 | 34.42 | 6:00 | 34.25
8 | 7 | 7:00 | 74.78 | 7:00 | 74.4
9 | 7 | 8:00 | 85.02 | 8:00 | 84.59
10 | 7 | 9:00 | 84.96 | 9:00 | 84.53
11 | 7 | 10:00 | 88.78 | 10:00 | 88.34
12 | 7 | 11:00 | 94.2 | 11:00 | 93.72
13 | 7 | 12:00 | 96.35 | 12:00 | 95.87
14 | 7 | 13:00 | 93.11 | 13:00 | 92.64
15 | 7 | 14:00 | 93.74 | 14:00 | 93.27
16 | 7 | 15:00 | 93 | 15:00 | 92.54
17 | 7 | 16:00 | 82.94 | 16:00 | 82.53
18 | 7 | 17:00 | 52.39 | 17:00 | 52.13
19 | 7 | 18:00 | 11.43 | 18:00 | 11.37
20 | 7 | 19:00 | 0 | 19:00 | 0
21 | 7 | 20:00 | 0 | 20:00 | 0
22 | 7 | 21:00 | 0 | 21:00 | 0
23 | 7 | 22:00 | 0 | 22:00 | 0
24 | 7 | 23:00 | 0 | 23:00 | 0
1 | 8 | 0:00 | 0 | 0:00 | 0
2 | 8 | 1:00 | 0 | 1:00 | 0
3 | 8 | 2:00 | 0 | 2:00 | 0
4 | 8 | 3:00 | 0 | 3:00 | 0
5 | 8 | 4:00 | 0 | 4:00 | 0
6 | 8 | 5:00 | 2.38 | 5:00 | 2.36
7 | 8 | 6:00 | 30.62 | 6:00 | 30.46
8 | 8 | 7:00 | 69.33 | 7:00 | 68.98
9 | 8 | 8:00 | 80.54 | 8:00 | 80.14
10 | 8 | 9:00 | 85.17 | 9:00 | 84.75
11 | 8 | 10:00 | 90.89 | 10:00 | 90.44
12 | 8 | 11:00 | 93.92 | 11:00 | 93.45
13 | 8 | 12:00 | 96.88 | 12:00 | 96.39
14 | 8 | 13:00 | 93.27 | 13:00 | 92.81
15 | 8 | 14:00 | 90.12 | 14:00 | 89.67
16 | 8 | 15:00 | 83.33 | 15:00 | 82.91
17 | 8 | 16:00 | 68.27 | 16:00 | 67.93
18 | 8 | 17:00 | 43.31 | 17:00 | 43.1
19 | 8 | 18:00 | 9.01 | 18:00 | 8.96
20 | 8 | 19:00 | 0 | 19:00 | 0
21 | 8 | 20:00 | 0 | 20:00 | 0
22 | 8 | 21:00 | 0 | 21:00 | 0
23 | 8 | 22:00 | 0 | 22:00 | 0
24 | 8 | 23:00 | 0 | 23:00 | 0
1 | 8 | 0:00 | 0 | 0:00 | 0
2 | 8 | 1:00 | 0 | 1:00 | 0
3 | 8 | 2:00 | 0 | 2:00 | 0
4 | 8 | 3:00 | 0 | 3:00 | 0
5 | 8 | 4:00 | 0 | 4:00 | 0
6 | 8 | 5:00 | 2.45 | 5:00 | 2.44
7 | 8 | 6:00 | 31.82 | 6:00 | 31.66
8 | 8 | 7:00 | 70.22 | 7:00 | 69.87
9 | 8 | 8:00 | 88.35 | 8:00 | 87.91
10 | 8 | 9:00 | 94.9 | 9:00 | 94.42
11 | 8 | 10:00 | 97.25 | 10:00 | 96.76
12 | 8 | 11:00 | 95.92 | 11:00 | 95.44
13 | 8 | 12:00 | 94.84 | 12:00 | 94.37
14 | 8 | 13:00 | 89.9 | 13:00 | 89.45
15 | 8 | 14:00 | 81.81 | 14:00 | 81.4
16 | 8 | 15:00 | 69.16 | 15:00 | 68.82
17 | 8 | 16:00 | 63.55 | 16:00 | 63.23
18 | 8 | 17:00 | 38.82 | 17:00 | 38.62
19 | 8 | 18:00 | 8.13 | 18:00 | 8.09
20 | 8 | 19:00 | 0 | 19:00 | 0
21 | 8 | 20:00 | 0 | 20:00 | 0
22 | 8 | 21:00 | 0 | 21:00 | 0
23 | 8 | 22:00 | 0 | 22:00 | 0
24 | 8 | 23:00 | 0 | 23:00 | 0
1 | 8 | 0:00 | 0 | 0:00 | 0
2 | 8 | 1:00 | 0 | 1:00 | 0
3 | 8 | 2:00 | 0 | 2:00 | 0
4 | 8 | 3:00 | 0 | 3:00 | 0
5 | 8 | 4:00 | 0 | 4:00 | 0
6 | 8 | 5:00 | 1.76 | 5:00 | 1.75
7 | 8 | 6:00 | 25.4 | 6:00 | 25.27
8 | 8 | 7:00 | 57.67 | 7:00 | 57.38
9 | 8 | 8:00 | 71.51 | 8:00 | 71.15
10 | 8 | 9:00 | 77.05 | 9:00 | 76.66
11 | 8 | 10:00 | 82.87 | 10:00 | 82.45
12 | 8 | 11:00 | 88.34 | 11:00 | 87.9
13 | 8 | 12:00 | 86.01 | 12:00 | 85.58
14 | 8 | 13:00 | 87.05 | 13:00 | 86.61
15 | 8 | 14:00 | 86.66 | 14:00 | 86.22
16 | 8 | 15:00 | 79.13 | 15:00 | 78.73
17 | 8 | 16:00 | 66.36 | 16:00 | 66.03
18 | 8 | 17:00 | 40.21 | 17:00 | 40.01
19 | 8 | 18:00 | 8.01 | 18:00 | 7.97
20 | 8 | 19:00 | 0 | 19:00 | 0
21 | 8 | 20:00 | 0 | 20:00 | 0
22 | 8 | 21:00 | 0 | 21:00 | 0
23 | 8 | 22:00 | 0 | 22:00 | 0
24 | 8 | 23:00 | 0 | 23:00 | 0
1 | 8 | 0:00 | 0 | 0:00 | 0
2 | 8 | 1:00 | 0 | 1:00 | 0
3 | 8 | 2:00 | 0 | 2:00 | 0
4 | 8 | 3:00 | 0 | 3:00 | 0
5 | 8 | 4:00 | 0 | 4:00 | 0
6 | 8 | 5:00 | 1.79 | 5:00 | 1.78
7 | 8 | 6:00 | 26.01 | 6:00 | 25.88
8 | 8 | 7:00 | 65.07 | 7:00 | 64.75
9 | 8 | 8:00 | 78.36 | 8:00 | 77.96
10 | 8 | 9:00 | 86.37 | 9:00 | 85.93
11 | 8 | 10:00 | 89.18 | 10:00 | 88.74
12 | 8 | 11:00 | 88.8 | 11:00 | 88.35
13 | 8 | 12:00 | 86.5 | 12:00 | 86.06
14 | 8 | 13:00 | 85.74 | 13:00 | 85.31
15 | 8 | 14:00 | 80.28 | 14:00 | 79.88
16 | 8 | 15:00 | 76.92 | 15:00 | 76.53
17 | 8 | 16:00 | 62.62 | 16:00 | 62.31
18 | 8 | 17:00 | 35.76 | 17:00 | 35.58
19 | 8 | 18:00 | 7.98 | 18:00 | 7.94
20 | 8 | 19:00 | 0 | 19:00 | 0
21 | 8 | 20:00 | 0 | 20:00 | 0
22 | 8 | 21:00 | 0 | 21:00 | 0
23 | 8 | 22:00 | 0 | 22:00 | 0
24 | 8 | 23:00 | 0 | 23:00 | 0
1 | 8 | 0:00 | 0 | 0:00 | 0
2 | 8 | 1:00 | 0 | 1:00 | 0
3 | 8 | 2:00 | 0 | 2:00 | 0
4 | 8 | 3:00 | 0 | 3:00 | 0
5 | 8 | 4:00 | 0 | 4:00 | 0
6 | 8 | 5:00 | 1.98 | 5:00 | 1.97
7 | 8 | 6:00 | 28.07 | 6:00 | 27.93
8 | 8 | 7:00 | 63.31 | 7:00 | 62.99
9 | 8 | 8:00 | 73.85 | 8:00 | 73.48
10 | 8 | 9:00 | 85.27 | 9:00 | 84.84
11 | 8 | 10:00 | 87.93 | 10:00 | 87.49
12 | 8 | 11:00 | 89.53 | 11:00 | 89.09
13 | 8 | 12:00 | 89.24 | 12:00 | 88.79
14 | 8 | 13:00 | 89.63 | 13:00 | 89.18
15 | 8 | 14:00 | 80.98 | 14:00 | 80.57
16 | 8 | 15:00 | 74.22 | 15:00 | 73.85
17 | 8 | 16:00 | 71.79 | 16:00 | 71.43
18 | 8 | 17:00 | 42.17 | 17:00 | 41.96
19 | 8 | 18:00 | 8.94 | 18:00 | 8.9
20 | 8 | 19:00 | 0 | 19:00 | 0
21 | 8 | 20:00 | 0 | 20:00 | 0
22 | 8 | 21:00 | 0 | 21:00 | 0
23 | 8 | 22:00 | 0 | 22:00 | 0
24 | 8 | 23:00 | 0 | 23:00 | 0
1 | 8 | 0:00 | 0 | 0:00 | 0
2 | 8 | 1:00 | 0 | 1:00 | 0
3 | 8 | 2:00 | 0 | 2:00 | 0
4 | 8 | 3:00 | 0 | 3:00 | 0
5 | 8 | 4:00 | 0 | 4:00 | 0
6 | 8 | 5:00 | 1.94 | 5:00 | 1.93
7 | 8 | 6:00 | 30.88 | 6:00 | 30.72
8 | 8 | 7:00 | 70.21 | 7:00 | 69.86
9 | 8 | 8:00 | 72.13 | 8:00 | 71.77
10 | 8 | 9:00 | 82.11 | 9:00 | 81.7
11 | 8 | 10:00 | 86.1 | 10:00 | 85.67
12 | 8 | 11:00 | 88.4 | 11:00 | 87.96
13 | 8 | 12:00 | 93.54 | 12:00 | 93.07
14 | 8 | 13:00 | 95.01 | 13:00 | 94.54
15 | 8 | 14:00 | 90.82 | 14:00 | 90.37
16 | 8 | 15:00 | 79.94 | 15:00 | 79.54
17 | 8 | 16:00 | 70.61 | 16:00 | 70.26
18 | 8 | 17:00 | 39.27 | 17:00 | 39.07
19 | 8 | 18:00 | 8.1 | 18:00 | 8.06
20 | 8 | 19:00 | 0 | 19:00 | 0
21 | 8 | 20:00 | 0 | 20:00 | 0
22 | 8 | 21:00 | 0 | 21:00 | 0
23 | 8 | 22:00 | 0 | 22:00 | 0
24 | 8 | 23:00 | 0 | 23:00 | 0
1 | 8 | 0:00 | 0 | 0:00 | 0
2 | 8 | 1:00 | 0 | 1:00 | 0
3 | 8 | 2:00 | 0 | 2:00 | 0
4 | 8 | 3:00 | 0 | 3:00 | 0
5 | 8 | 4:00 | 0 | 4:00 | 0
6 | 8 | 5:00 | 1.46 | 5:00 | 1.45
7 | 8 | 6:00 | 26.09 | 6:00 | 25.96
8 | 8 | 7:00 | 63.3 | 7:00 | 62.99
9 | 8 | 8:00 | 77.63 | 8:00 | 77.24
10 | 8 | 9:00 | 86.76 | 9:00 | 86.33
11 | 8 | 10:00 | 91.36 | 10:00 | 90.9
12 | 8 | 11:00 | 93.95 | 11:00 | 93.48
13 | 8 | 12:00 | 91.31 | 12:00 | 90.85
14 | 8 | 13:00 | 88.31 | 13:00 | 87.87
15 | 8 | 14:00 | 89.12 | 14:00 | 88.67
16 | 8 | 15:00 | 85.52 | 15:00 | 85.1
17 | 8 | 16:00 | 71.49 | 16:00 | 71.13
18 | 8 | 17:00 | 41.42 | 17:00 | 41.21
19 | 8 | 18:00 | 7.19 | 18:00 | 7.15
20 | 8 | 19:00 | 0 | 19:00 | 0
21 | 8 | 20:00 | 0 | 20:00 | 0
22 | 8 | 21:00 | 0 | 21:00 | 0
23 | 8 | 22:00 | 0 | 22:00 | 0
24 | 8 | 23:00 | 0 | 23:00 | 0
1 | 8 | 0:00 | 0 | 0:00 | 0
2 | 8 | 1:00 | 0 | 1:00 | 0
3 | 8 | 2:00 | 0 | 2:00 | 0
4 | 8 | 3:00 | 0 | 3:00 | 0
5 | 8 | 4:00 | 0 | 4:00 | 0
6 | 8 | 5:00 | 1.31 | 5:00 | 1.3
7 | 8 | 6:00 | 26.89 | 6:00 | 26.76
8 | 8 | 7:00 | 63.25 | 7:00 | 62.93
9 | 8 | 8:00 | 75.7 | 8:00 | 75.33
10 | 8 | 9:00 | 77.21 | 9:00 | 76.83
11 | 8 | 10:00 | 82.16 | 10:00 | 81.75
12 | 8 | 11:00 | 87.72 | 11:00 | 87.28
13 | 8 | 12:00 | 82.74 | 12:00 | 82.32
14 | 8 | 13:00 | 84.54 | 13:00 | 84.12
15 | 8 | 14:00 | 81.4 | 14:00 | 80.99
16 | 8 | 15:00 | 74.42 | 15:00 | 74.05
17 | 8 | 16:00 | 66.8 | 16:00 | 66.47
18 | 8 | 17:00 | 40.51 | 17:00 | 40.31
19 | 8 | 18:00 | 6.88 | 18:00 | 6.84
20 | 8 | 19:00 | 0 | 19:00 | 0
21 | 8 | 20:00 | 0 | 20:00 | 0
22 | 8 | 21:00 | 0 | 21:00 | 0
23 | 8 | 22:00 | 0 | 22:00 | 0
24 | 8 | 23:00 | 0 | 23:00 | 0
1 | 8 | 0:00 | 0 | 0:00 | 0
2 | 8 | 1:00 | 0 | 1:00 | 0
3 | 8 | 2:00 | 0 | 2:00 | 0
4 | 8 | 3:00 | 0 | 3:00 | 0
5 | 8 | 4:00 | 0 | 4:00 | 0
6 | 8 | 5:00 | 1.17 | 5:00 | 1.16
7 | 8 | 6:00 | 24.58 | 6:00 | 24.46
8 | 8 | 7:00 | 57.96 | 7:00 | 57.67
9 | 8 | 8:00 | 67.51 | 8:00 | 67.18
10 | 8 | 9:00 | 73.81 | 9:00 | 73.44
11 | 8 | 10:00 | 83.62 | 10:00 | 83.2
12 | 8 | 11:00 | 86.88 | 11:00 | 86.45
13 | 8 | 12:00 | 87.39 | 12:00 | 86.96
14 | 8 | 13:00 | 80.93 | 13:00 | 80.52
15 | 8 | 14:00 | 74.37 | 14:00 | 74
16 | 8 | 15:00 | 63.43 | 15:00 | 63.11
17 | 8 | 16:00 | 49.53 | 16:00 | 49.28
18 | 8 | 17:00 | 28.83 | 17:00 | 28.69
19 | 8 | 18:00 | 5.81 | 18:00 | 5.78
20 | 8 | 19:00 | 0 | 19:00 | 0
21 | 8 | 20:00 | 0 | 20:00 | 0
22 | 8 | 21:00 | 0 | 21:00 | 0
23 | 8 | 22:00 | 0 | 22:00 | 0
24 | 8 | 23:00 | 0 | 23:00 | 0
1 | 8 | 0:00 | 0 | 0:00 | 0
2 | 8 | 1:00 | 0 | 1:00 | 0
3 | 8 | 2:00 | 0 | 2:00 | 0
4 | 8 | 3:00 | 0 | 3:00 | 0
5 | 8 | 4:00 | 0 | 4:00 | 0
6 | 8 | 5:00 | 1.42 | 5:00 | 1.41
7 | 8 | 6:00 | 31.07 | 6:00 | 30.92
8 | 8 | 7:00 | 73.62 | 7:00 | 73.25
9 | 8 | 8:00 | 82.73 | 8:00 | 82.32
10 | 8 | 9:00 | 87.31 | 9:00 | 86.87
11 | 8 | 10:00 | 87.21 | 10:00 | 86.77
12 | 8 | 11:00 | 91.15 | 11:00 | 90.69
13 | 8 | 12:00 | 90.74 | 12:00 | 90.29
14 | 8 | 13:00 | 89.78 | 13:00 | 89.33
15 | 8 | 14:00 | 81.51 | 14:00 | 81.1
16 | 8 | 15:00 | 78.81 | 15:00 | 78.42
17 | 8 | 16:00 | 70.81 | 16:00 | 70.46
18 | 8 | 17:00 | 40.2 | 17:00 | 40
19 | 8 | 18:00 | 7.34 | 18:00 | 7.3
20 | 8 | 19:00 | 0 | 19:00 | 0
21 | 8 | 20:00 | 0 | 20:00 | 0
22 | 8 | 21:00 | 0 | 21:00 | 0
23 | 8 | 22:00 | 0 | 22:00 | 0
24 | 8 | 23:00 | 0 | 23:00 | 0
1 | 8 | 0:00 | 0 | 0:00 | 0
2 | 8 | 1:00 | 0 | 1:00 | 0
3 | 8 | 2:00 | 0 | 2:00 | 0
4 | 8 | 3:00 | 0 | 3:00 | 0
5 | 8 | 4:00 | 0 | 4:00 | 0
6 | 8 | 5:00 | 0.91 | 5:00 | 0.91
7 | 8 | 6:00 | 24.53 | 6:00 | 24.41
8 | 8 | 7:00 | 61.35 | 7:00 | 61.05
9 | 8 | 8:00 | 76.88 | 8:00 | 76.5
10 | 8 | 9:00 | 79.63 | 9:00 | 79.23
11 | 8 | 10:00 | 87.49 | 10:00 | 87.06
12 | 8 | 11:00 | 88.64 | 11:00 | 88.2
13 | 8 | 12:00 | 91.42 | 12:00 | 90.96
14 | 8 | 13:00 | 89.84 | 13:00 | 89.39
15 | 8 | 14:00 | 88.02 | 14:00 | 87.58
16 | 8 | 15:00 | 83.13 | 15:00 | 82.71
17 | 8 | 16:00 | 70.14 | 16:00 | 69.79
18 | 8 | 17:00 | 41.76 | 17:00 | 41.55
19 | 8 | 18:00 | 7.33 | 18:00 | 7.3
20 | 8 | 19:00 | 0 | 19:00 | 0
21 | 8 | 20:00 | 0 | 20:00 | 0
22 | 8 | 21:00 | 0 | 21:00 | 0
23 | 8 | 22:00 | 0 | 22:00 | 0
24 | 8 | 23:00 | 0 | 23:00 | 0
1 | 8 | 0:00 | 0 | 0:00 | 0
2 | 8 | 1:00 | 0 | 1:00 | 0
3 | 8 | 2:00 | 0 | 2:00 | 0
4 | 8 | 3:00 | 0 | 3:00 | 0
5 | 8 | 4:00 | 0 | 4:00 | 0
6 | 8 | 5:00 | 1.24 | 5:00 | 1.23
7 | 8 | 6:00 | 32.81 | 6:00 | 32.65
8 | 8 | 7:00 | 78.08 | 7:00 | 77.69
9 | 8 | 8:00 | 89.71 | 8:00 | 89.26
10 | 8 | 9:00 | 91.09 | 9:00 | 90.64
11 | 8 | 10:00 | 91.58 | 10:00 | 91.12
12 | 8 | 11:00 | 93.5 | 11:00 | 93.03
13 | 8 | 12:00 | 90.84 | 12:00 | 90.39
14 | 8 | 13:00 | 87.56 | 13:00 | 87.12
15 | 8 | 14:00 | 85.3 | 14:00 | 84.88
16 | 8 | 15:00 | 84.77 | 15:00 | 84.35
17 | 8 | 16:00 | 78.61 | 16:00 | 78.22
18 | 8 | 17:00 | 41.08 | 17:00 | 40.87
19 | 8 | 18:00 | 6.6 | 18:00 | 6.56
20 | 8 | 19:00 | 0 | 19:00 | 0
21 | 8 | 20:00 | 0 | 20:00 | 0
22 | 8 | 21:00 | 0 | 21:00 | 0
23 | 8 | 22:00 | 0 | 22:00 | 0
24 | 8 | 23:00 | 0 | 23:00 | 0
1 | 8 | 0:00 | 0 | 0:00 | 0
2 | 8 | 1:00 | 0 | 1:00 | 0
3 | 8 | 2:00 | 0 | 2:00 | 0
4 | 8 | 3:00 | 0 | 3:00 | 0
5 | 8 | 4:00 | 0 | 4:00 | 0
6 | 8 | 5:00 | 0.88 | 5:00 | 0.88
7 | 8 | 6:00 | 28.25 | 6:00 | 28.11
8 | 8 | 7:00 | 67.99 | 7:00 | 67.65
9 | 8 | 8:00 | 79.75 | 8:00 | 79.35
10 | 8 | 9:00 | 84.65 | 9:00 | 84.22
11 | 8 | 10:00 | 86.42 | 10:00 | 85.99
12 | 8 | 11:00 | 89.4 | 11:00 | 88.96
13 | 8 | 12:00 | 88.8 | 12:00 | 88.36
14 | 8 | 13:00 | 90.6 | 13:00 | 90.15
15 | 8 | 14:00 | 87.06 | 14:00 | 86.63
16 | 8 | 15:00 | 85.43 | 15:00 | 85
17 | 8 | 16:00 | 77.02 | 16:00 | 76.64
18 | 8 | 17:00 | 42.09 | 17:00 | 41.88
19 | 8 | 18:00 | 6.33 | 18:00 | 6.3
20 | 8 | 19:00 | 0 | 19:00 | 0
21 | 8 | 20:00 | 0 | 20:00 | 0
22 | 8 | 21:00 | 0 | 21:00 | 0
23 | 8 | 22:00 | 0 | 22:00 | 0
24 | 8 | 23:00 | 0 | 23:00 | 0
1 | 8 | 0:00 | 0 | 0:00 | 0
2 | 8 | 1:00 | 0 | 1:00 | 0
3 | 8 | 2:00 | 0 | 2:00 | 0
4 | 8 | 3:00 | 0 | 3:00 | 0
5 | 8 | 4:00 | 0 | 4:00 | 0
6 | 8 | 5:00 | 0.64 | 5:00 | 0.64
7 | 8 | 6:00 | 26.29 | 6:00 | 26.16
8 | 8 | 7:00 | 68.69 | 7:00 | 68.35
9 | 8 | 8:00 | 80.29 | 8:00 | 79.89
10 | 8 | 9:00 | 86.53 | 9:00 | 86.1
11 | 8 | 10:00 | 88.58 | 10:00 | 88.14
12 | 8 | 11:00 | 86.77 | 11:00 | 86.34
13 | 8 | 12:00 | 82.92 | 12:00 | 82.51
14 | 8 | 13:00 | 76.84 | 13:00 | 76.45
15 | 8 | 14:00 | 76.67 | 14:00 | 76.29
16 | 8 | 15:00 | 69.53 | 15:00 | 69.18
17 | 8 | 16:00 | 61.43 | 16:00 | 61.12
18 | 8 | 17:00 | 34.79 | 17:00 | 34.61
19 | 8 | 18:00 | 4.84 | 18:00 | 4.81
20 | 8 | 19:00 | 0 | 19:00 | 0
21 | 8 | 20:00 | 0 | 20:00 | 0
22 | 8 | 21:00 | 0 | 21:00 | 0
23 | 8 | 22:00 | 0 | 22:00 | 0
24 | 8 | 23:00 | 0 | 23:00 | 0
1 | 8 | 0:00 | 0 | 0:00 | 0
2 | 8 | 1:00 | 0 | 1:00 | 0
3 | 8 | 2:00 | 0 | 2:00 | 0
4 | 8 | 3:00 | 0 | 3:00 | 0
5 | 8 | 4:00 | 0 | 4:00 | 0
6 | 8 | 5:00 | 0.47 | 5:00 | 0.47
7 | 8 | 6:00 | 24.48 | 6:00 | 24.36
8 | 8 | 7:00 | 57.08 | 7:00 | 56.79
9 | 8 | 8:00 | 68.1 | 8:00 | 67.76
10 | 8 | 9:00 | 79.29 | 9:00 | 78.89
11 | 8 | 10:00 | 88.7 | 10:00 | 88.26
12 | 8 | 11:00 | 89.79 | 11:00 | 89.34
13 | 8 | 12:00 | 87.9 | 12:00 | 87.46
14 | 8 | 13:00 | 88.82 | 13:00 | 88.37
15 | 8 | 14:00 | 82.35 | 14:00 | 81.94
16 | 8 | 15:00 | 80.29 | 15:00 | 79.89
17 | 8 | 16:00 | 66.98 | 16:00 | 66.65
18 | 8 | 17:00 | 37.4 | 17:00 | 37.21
19 | 8 | 18:00 | 4.79 | 18:00 | 4.77
20 | 8 | 19:00 | 0 | 19:00 | 0
21 | 8 | 20:00 | 0 | 20:00 | 0
22 | 8 | 21:00 | 0 | 21:00 | 0
23 | 8 | 22:00 | 0 | 22:00 | 0
24 | 8 | 23:00 | 0 | 23:00 | 0
1 | 8 | 0:00 | 0 | 0:00 | 0
2 | 8 | 1:00 | 0 | 1:00 | 0
3 | 8 | 2:00 | 0 | 2:00 | 0
4 | 8 | 3:00 | 0 | 3:00 | 0
5 | 8 | 4:00 | 0 | 4:00 | 0
6 | 8 | 5:00 | 0.35 | 5:00 | 0.34
7 | 8 | 6:00 | 21.71 | 6:00 | 21.6
8 | 8 | 7:00 | 54.83 | 7:00 | 54.55
9 | 8 | 8:00 | 61.03 | 8:00 | 60.73
10 | 8 | 9:00 | 68.75 | 9:00 | 68.41
11 | 8 | 10:00 | 75.06 | 10:00 | 74.69
12 | 8 | 11:00 | 82.25 | 11:00 | 81.84
13 | 8 | 12:00 | 86.06 | 12:00 | 85.63
14 | 8 | 13:00 | 83.1 | 13:00 | 82.69
15 | 8 | 14:00 | 85.36 | 14:00 | 84.94
16 | 8 | 15:00 | 78.14 | 15:00 | 77.75
17 | 8 | 16:00 | 59.11 | 16:00 | 58.81
18 | 8 | 17:00 | 30.54 | 17:00 | 30.39
19 | 8 | 18:00 | 3.31 | 18:00 | 3.29
20 | 8 | 19:00 | 0 | 19:00 | 0
21 | 8 | 20:00 | 0 | 20:00 | 0
22 | 8 | 21:00 | 0 | 21:00 | 0
23 | 8 | 22:00 | 0 | 22:00 | 0
24 | 8 | 23:00 | 0 | 23:00 | 0
1 | 8 | 0:00 | 0 | 0:00 | 0
2 | 8 | 1:00 | 0 | 1:00 | 0
3 | 8 | 2:00 | 0 | 2:00 | 0
4 | 8 | 3:00 | 0 | 3:00 | 0
5 | 8 | 4:00 | 0 | 4:00 | 0
6 | 8 | 5:00 | 0.28 | 5:00 | 0.28
7 | 8 | 6:00 | 23.35 | 6:00 | 23.23
8 | 8 | 7:00 | 56.73 | 7:00 | 56.45
9 | 8 | 8:00 | 67.2 | 8:00 | 66.86
10 | 8 | 9:00 | 77.58 | 9:00 | 77.19
11 | 8 | 10:00 | 85.15 | 10:00 | 84.72
12 | 8 | 11:00 | 88.25 | 11:00 | 87.81
13 | 8 | 12:00 | 89.74 | 12:00 | 89.29
14 | 8 | 13:00 | 88.35 | 13:00 | 87.91
15 | 8 | 14:00 | 77.21 | 14:00 | 76.82
16 | 8 | 15:00 | 61.79 | 15:00 | 61.48
17 | 8 | 16:00 | 50.68 | 16:00 | 50.43
18 | 8 | 17:00 | 23.43 | 17:00 | 23.32
19 | 8 | 18:00 | 3.16 | 18:00 | 3.15
20 | 8 | 19:00 | 0 | 19:00 | 0
21 | 8 | 20:00 | 0 | 20:00 | 0
22 | 8 | 21:00 | 0 | 21:00 | 0
23 | 8 | 22:00 | 0 | 22:00 | 0
24 | 8 | 23:00 | 0 | 23:00 | 0
1 | 8 | 0:00 | 0 | 0:00 | 0
2 | 8 | 1:00 | 0 | 1:00 | 0
3 | 8 | 2:00 | 0 | 2:00 | 0
4 | 8 | 3:00 | 0 | 3:00 | 0
5 | 8 | 4:00 | 0 | 4:00 | 0
6 | 8 | 5:00 | 0.17 | 5:00 | 0.17
7 | 8 | 6:00 | 21.51 | 6:00 | 21.4
8 | 8 | 7:00 | 55.85 | 7:00 | 55.57
9 | 8 | 8:00 | 63.34 | 8:00 | 63.02
10 | 8 | 9:00 | 71.49 | 9:00 | 71.14
11 | 8 | 10:00 | 81.82 | 10:00 | 81.41
12 | 8 | 11:00 | 82.59 | 11:00 | 82.18
13 | 8 | 12:00 | 80.05 | 12:00 | 79.65
14 | 8 | 13:00 | 74.66 | 13:00 | 74.29
15 | 8 | 14:00 | 70.25 | 14:00 | 69.9
16 | 8 | 15:00 | 64.46 | 15:00 | 64.14
17 | 8 | 16:00 | 54.36 | 16:00 | 54.09
18 | 8 | 17:00 | 28.58 | 17:00 | 28.44
19 | 8 | 18:00 | 3.69 | 18:00 | 3.67
20 | 8 | 19:00 | 0 | 19:00 | 0
21 | 8 | 20:00 | 0 | 20:00 | 0
22 | 8 | 21:00 | 0 | 21:00 | 0
23 | 8 | 22:00 | 0 | 22:00 | 0
24 | 8 | 23:00 | 0 | 23:00 | 0
1 | 8 | 0:00 | 0 | 0:00 | 0
2 | 8 | 1:00 | 0 | 1:00 | 0
3 | 8 | 2:00 | 0 | 2:00 | 0
4 | 8 | 3:00 | 0 | 3:00 | 0
5 | 8 | 4:00 | 0 | 4:00 | 0
6 | 8 | 5:00 | 0 | 5:00 | 0
7 | 8 | 6:00 | 21.76 | 6:00 | 21.65
8 | 8 | 7:00 | 63.83 | 7:00 | 63.51
9 | 8 | 8:00 | 84.25 | 8:00 | 83.83
10 | 8 | 9:00 | 89.15 | 9:00 | 88.7
11 | 8 | 10:00 | 91.82 | 10:00 | 91.36
12 | 8 | 11:00 | 90.55 | 11:00 | 90.1
13 | 8 | 12:00 | 89.31 | 12:00 | 88.86
14 | 8 | 13:00 | 87.3 | 13:00 | 86.87
15 | 8 | 14:00 | 86.43 | 14:00 | 86
16 | 8 | 15:00 | 87.91 | 15:00 | 87.47
17 | 8 | 16:00 | 72.4 | 16:00 | 72.04
18 | 8 | 17:00 | 34.05 | 17:00 | 33.88
19 | 8 | 18:00 | 3.49 | 18:00 | 3.48
20 | 8 | 19:00 | 0 | 19:00 | 0
21 | 8 | 20:00 | 0 | 20:00 | 0
22 | 8 | 21:00 | 0 | 21:00 | 0
23 | 8 | 22:00 | 0 | 22:00 | 0
24 | 8 | 23:00 | 0 | 23:00 | 0
1 | 8 | 0:00 | 0 | 0:00 | 0
2 | 8 | 1:00 | 0 | 1:00 | 0
3 | 8 | 2:00 | 0 | 2:00 | 0
4 | 8 | 3:00 | 0 | 3:00 | 0
5 | 8 | 4:00 | 0 | 4:00 | 0
6 | 8 | 5:00 | 0.04 | 5:00 | 0.04
7 | 8 | 6:00 | 23.58 | 6:00 | 23.47
8 | 8 | 7:00 | 66.94 | 7:00 | 66.61
9 | 8 | 8:00 | 83.51 | 8:00 | 83.09
10 | 8 | 9:00 | 91.79 | 9:00 | 91.33
11 | 8 | 10:00 | 94.55 | 10:00 | 94.08
12 | 8 | 11:00 | 92.13 | 11:00 | 91.67
13 | 8 | 12:00 | 92.44 | 12:00 | 91.97
14 | 8 | 13:00 | 92.58 | 13:00 | 92.11
15 | 8 | 14:00 | 85.65 | 14:00 | 85.23
16 | 8 | 15:00 | 78.31 | 15:00 | 77.92
17 | 8 | 16:00 | 66.26 | 16:00 | 65.93
18 | 8 | 17:00 | 32.62 | 17:00 | 32.46
19 | 8 | 18:00 | 2.93 | 18:00 | 2.91
20 | 8 | 19:00 | 0 | 19:00 | 0
21 | 8 | 20:00 | 0 | 20:00 | 0
22 | 8 | 21:00 | 0 | 21:00 | 0
23 | 8 | 22:00 | 0 | 22:00 | 0
24 | 8 | 23:00 | 0 | 23:00 | 0
1 | 8 | 0:00 | 0 | 0:00 | 0
2 | 8 | 1:00 | 0 | 1:00 | 0
3 | 8 | 2:00 | 0 | 2:00 | 0
4 | 8 | 3:00 | 0 | 3:00 | 0
5 | 8 | 4:00 | 0 | 4:00 | 0
6 | 8 | 5:00 | 0 | 5:00 | 0
7 | 8 | 6:00 | 21.56 | 6:00 | 21.45
8 | 8 | 7:00 | 56.24 | 7:00 | 55.96
9 | 8 | 8:00 | 71.43 | 8:00 | 71.07
10 | 8 | 9:00 | 81.85 | 9:00 | 81.44
11 | 8 | 10:00 | 84.44 | 10:00 | 84.02
12 | 8 | 11:00 | 86.63 | 11:00 | 86.2
13 | 8 | 12:00 | 83.2 | 12:00 | 82.78
14 | 8 | 13:00 | 80.63 | 13:00 | 80.22
15 | 8 | 14:00 | 77.61 | 14:00 | 77.23
16 | 8 | 15:00 | 73.53 | 15:00 | 73.16
17 | 8 | 16:00 | 58.79 | 16:00 | 58.49
18 | 8 | 17:00 | 33.18 | 17:00 | 33.01
19 | 8 | 18:00 | 3.18 | 18:00 | 3.16
20 | 8 | 19:00 | 0 | 19:00 | 0
21 | 8 | 20:00 | 0 | 20:00 | 0
22 | 8 | 21:00 | 0 | 21:00 | 0
23 | 8 | 22:00 | 0 | 22:00 | 0
24 | 8 | 23:00 | 0 | 23:00 | 0
1 | 8 | 0:00 | 0 | 0:00 | 0
2 | 8 | 1:00 | 0 | 1:00 | 0
3 | 8 | 2:00 | 0 | 2:00 | 0
4 | 8 | 3:00 | 0 | 3:00 | 0
5 | 8 | 4:00 | 0 | 4:00 | 0
6 | 8 | 5:00 | 0 | 5:00 | 0
7 | 8 | 6:00 | 23.84 | 6:00 | 23.73
8 | 8 | 7:00 | 60.78 | 7:00 | 60.48
9 | 8 | 8:00 | 77.59 | 8:00 | 77.2
10 | 8 | 9:00 | 87.26 | 9:00 | 86.83
11 | 8 | 10:00 | 90.35 | 10:00 | 89.9
12 | 8 | 11:00 | 90.35 | 11:00 | 89.9
13 | 8 | 12:00 | 89.39 | 12:00 | 88.95
14 | 8 | 13:00 | 86.96 | 13:00 | 86.53
15 | 8 | 14:00 | 85.78 | 14:00 | 85.36
16 | 8 | 15:00 | 84.6 | 15:00 | 84.17
17 | 8 | 16:00 | 72.71 | 16:00 | 72.34
18 | 8 | 17:00 | 32.05 | 17:00 | 31.89
19 | 8 | 18:00 | 2.88 | 18:00 | 2.87
20 | 8 | 19:00 | 0 | 19:00 | 0
21 | 8 | 20:00 | 0 | 20:00 | 0
22 | 8 | 21:00 | 0 | 21:00 | 0
23 | 8 | 22:00 | 0 | 22:00 | 0
24 | 8 | 23:00 | 0 | 23:00 | 0
1 | 8 | 0:00 | 0 | 0:00 | 0
2 | 8 | 1:00 | 0 | 1:00 | 0
3 | 8 | 2:00 | 0 | 2:00 | 0
4 | 8 | 3:00 | 0 | 3:00 | 0
5 | 8 | 4:00 | 0 | 4:00 | 0
6 | 8 | 5:00 | 0 | 5:00 | 0
7 | 8 | 6:00 | 20.65 | 6:00 | 20.55
8 | 8 | 7:00 | 57.38 | 7:00 | 57.09
9 | 8 | 8:00 | 75.73 | 8:00 | 75.35
10 | 8 | 9:00 | 84.37 | 9:00 | 83.95
11 | 8 | 10:00 | 89.58 | 10:00 | 89.13
12 | 8 | 11:00 | 92.32 | 11:00 | 91.86
13 | 8 | 12:00 | 90.39 | 12:00 | 89.94
14 | 8 | 13:00 | 82.88 | 13:00 | 82.47
15 | 8 | 14:00 | 80 | 14:00 | 79.6
16 | 8 | 15:00 | 74.42 | 15:00 | 74.05
17 | 8 | 16:00 | 65.2 | 16:00 | 64.88
18 | 8 | 17:00 | 31.58 | 17:00 | 31.42
19 | 8 | 18:00 | 2.48 | 18:00 | 2.47
20 | 8 | 19:00 | 0 | 19:00 | 0
21 | 8 | 20:00 | 0 | 20:00 | 0
22 | 8 | 21:00 | 0 | 21:00 | 0
23 | 8 | 22:00 | 0 | 22:00 | 0
24 | 8 | 23:00 | 0 | 23:00 | 0
1 | 8 | 0:00 | 0 | 0:00 | 0
2 | 8 | 1:00 | 0 | 1:00 | 0
3 | 8 | 2:00 | 0 | 2:00 | 0
4 | 8 | 3:00 | 0 | 3:00 | 0
5 | 8 | 4:00 | 0 | 4:00 | 0
6 | 8 | 5:00 | 0 | 5:00 | 0
7 | 8 | 6:00 | 24.94 | 6:00 | 24.81
8 | 8 | 7:00 | 67.84 | 7:00 | 67.5
9 | 8 | 8:00 | 84.55 | 8:00 | 84.12
10 | 8 | 9:00 | 94.15 | 9:00 | 93.68
11 | 8 | 10:00 | 95.07 | 10:00 | 94.6
12 | 8 | 11:00 | 94.57 | 11:00 | 94.1
13 | 8 | 12:00 | 88.96 | 12:00 | 88.52
14 | 8 | 13:00 | 89.63 | 13:00 | 89.19
15 | 8 | 14:00 | 93.13 | 14:00 | 92.67
16 | 8 | 15:00 | 86.44 | 15:00 | 86.01
17 | 8 | 16:00 | 72.37 | 16:00 | 72.01
18 | 8 | 17:00 | 31.17 | 17:00 | 31.01
19 | 8 | 18:00 | 2.54 | 18:00 | 2.53
20 | 8 | 19:00 | 0 | 19:00 | 0
21 | 8 | 20:00 | 0 | 20:00 | 0
22 | 8 | 21:00 | 0 | 21:00 | 0
23 | 8 | 22:00 | 0 | 22:00 | 0
24 | 8 | 23:00 | 0 | 23:00 | 0
1 | 8 | 0:00 | 0 | 0:00 | 0
2 | 8 | 1:00 | 0 | 1:00 | 0
3 | 8 | 2:00 | 0 | 2:00 | 0
4 | 8 | 3:00 | 0 | 3:00 | 0
5 | 8 | 4:00 | 0 | 4:00 | 0
6 | 8 | 5:00 | 0 | 5:00 | 0
7 | 8 | 6:00 | 22.8 | 6:00 | 22.69
8 | 8 | 7:00 | 65.52 | 7:00 | 65.2
9 | 8 | 8:00 | 82.41 | 8:00 | 82
10 | 8 | 9:00 | 90.71 | 9:00 | 90.26
11 | 8 | 10:00 | 90.71 | 10:00 | 90.26
12 | 8 | 11:00 | 92.82 | 11:00 | 92.35
13 | 8 | 12:00 | 93.85 | 12:00 | 93.38
14 | 8 | 13:00 | 93.6 | 13:00 | 93.14
15 | 8 | 14:00 | 89.99 | 14:00 | 89.54
16 | 8 | 15:00 | 82.04 | 15:00 | 81.63
17 | 8 | 16:00 | 68.17 | 16:00 | 67.83
18 | 8 | 17:00 | 30.16 | 17:00 | 30.01
19 | 8 | 18:00 | 2.24 | 18:00 | 2.22
20 | 8 | 19:00 | 0 | 19:00 | 0
21 | 8 | 20:00 | 0 | 20:00 | 0
22 | 8 | 21:00 | 0 | 21:00 | 0
23 | 8 | 22:00 | 0 | 22:00 | 0
24 | 8 | 23:00 | 0 | 23:00 | 0
1 | 8 | 0:00 | 0 | 0:00 | 0
2 | 8 | 1:00 | 0 | 1:00 | 0
3 | 8 | 2:00 | 0 | 2:00 | 0
4 | 8 | 3:00 | 0 | 3:00 | 0
5 | 8 | 4:00 | 0 | 4:00 | 0
6 | 8 | 5:00 | 0 | 5:00 | 0
7 | 8 | 6:00 | 25.14 | 6:00 | 25.01
8 | 8 | 7:00 | 71 | 7:00 | 70.65
9 | 8 | 8:00 | 89.59 | 8:00 | 89.14
10 | 8 | 9:00 | 91.88 | 9:00 | 91.42
11 | 8 | 10:00 | 91.59 | 10:00 | 91.13
12 | 8 | 11:00 | 90.91 | 11:00 | 90.46
13 | 8 | 12:00 | 85.87 | 12:00 | 85.44
14 | 8 | 13:00 | 85.74 | 13:00 | 85.31
15 | 8 | 14:00 | 85.92 | 14:00 | 85.49
16 | 8 | 15:00 | 77.12 | 15:00 | 76.74
17 | 8 | 16:00 | 65.42 | 16:00 | 65.09
18 | 8 | 17:00 | 26.93 | 17:00 | 26.8
19 | 8 | 18:00 | 1.8 | 18:00 | 1.8
20 | 8 | 19:00 | 0 | 19:00 | 0
21 | 8 | 20:00 | 0 | 20:00 | 0
22 | 8 | 21:00 | 0 | 21:00 | 0
23 | 8 | 22:00 | 0 | 22:00 | 0
24 | 8 | 23:00 | 0 | 23:00 | 0
1 | 8 | 0:00 | 0 | 0:00 | 0
2 | 8 | 1:00 | 0 | 1:00 | 0
3 | 8 | 2:00 | 0 | 2:00 | 0
4 | 8 | 3:00 | 0 | 3:00 | 0
5 | 8 | 4:00 | 0 | 4:00 | 0
6 | 8 | 5:00 | 0 | 5:00 | 0
7 | 8 | 6:00 | 19.46 | 6:00 | 19.36
8 | 8 | 7:00 | 53.31 | 7:00 | 53.05
9 | 8 | 8:00 | 67.36 | 8:00 | 67.02
10 | 8 | 9:00 | 75.55 | 9:00 | 75.17
11 | 8 | 10:00 | 75.43 | 10:00 | 75.05
12 | 8 | 11:00 | 78.19 | 11:00 | 77.8
13 | 8 | 12:00 | 79.53 | 12:00 | 79.13
14 | 8 | 13:00 | 81.27 | 13:00 | 80.86
15 | 8 | 14:00 | 80.87 | 14:00 | 80.46
16 | 8 | 15:00 | 73.08 | 15:00 | 72.71
17 | 8 | 16:00 | 63.97 | 16:00 | 63.65
18 | 8 | 17:00 | 29.4 | 17:00 | 29.25
19 | 8 | 18:00 | 1.59 | 18:00 | 1.58
20 | 8 | 19:00 | 0 | 19:00 | 0
21 | 8 | 20:00 | 0 | 20:00 | 0
22 | 8 | 21:00 | 0 | 21:00 | 0
23 | 8 | 22:00 | 0 | 22:00 | 0
24 | 8 | 23:00 | 0 | 23:00 | 0
1 | 8 | 0:00 | 0 | 0:00 | 0
2 | 8 | 1:00 | 0 | 1:00 | 0
3 | 8 | 2:00 | 0 | 2:00 | 0
4 | 8 | 3:00 | 0 | 3:00 | 0
5 | 8 | 4:00 | 0 | 4:00 | 0
6 | 8 | 5:00 | 0 | 5:00 | 0
7 | 8 | 6:00 | 20.36 | 6:00 | 20.26
8 | 8 | 7:00 | 55.67 | 7:00 | 55.39
9 | 8 | 8:00 | 72.04 | 8:00 | 71.68
10 | 8 | 9:00 | 77.96 | 9:00 | 77.57
11 | 8 | 10:00 | 84.85 | 10:00 | 84.42
12 | 8 | 11:00 | 83.69 | 11:00 | 83.27
13 | 8 | 12:00 | 81.49 | 12:00 | 81.08
14 | 8 | 13:00 | 80 | 13:00 | 79.6
15 | 8 | 14:00 | 80.03 | 14:00 | 79.63
16 | 8 | 15:00 | 74.62 | 15:00 | 74.25
17 | 8 | 16:00 | 63.2 | 16:00 | 62.88
18 | 8 | 17:00 | 25.73 | 17:00 | 25.6
19 | 8 | 18:00 | 1.15 | 18:00 | 1.14
20 | 8 | 19:00 | 0 | 19:00 | 0
21 | 8 | 20:00 | 0 | 20:00 | 0
22 | 8 | 21:00 | 0 | 21:00 | 0
23 | 8 | 22:00 | 0 | 22:00 | 0
24 | 8 | 23:00 | 0 | 23:00 | 0
1 | 8 | 0:00 | 0 | 0:00 | 0
2 | 8 | 1:00 | 0 | 1:00 | 0
3 | 8 | 2:00 | 0 | 2:00 | 0
4 | 8 | 3:00 | 0 | 3:00 | 0
5 | 8 | 4:00 | 0 | 4:00 | 0
6 | 8 | 5:00 | 0 | 5:00 | 0
7 | 8 | 6:00 | 20.34 | 6:00 | 20.24
8 | 8 | 7:00 | 56.68 | 7:00 | 56.4
9 | 8 | 8:00 | 71.13 | 8:00 | 70.78
10 | 8 | 9:00 | 74.69 | 9:00 | 74.32
11 | 8 | 10:00 | 77.09 | 10:00 | 76.7
12 | 8 | 11:00 | 78.82 | 11:00 | 78.42
13 | 8 | 12:00 | 83.07 | 12:00 | 82.66
14 | 8 | 13:00 | 84.51 | 13:00 | 84.09
15 | 8 | 14:00 | 81.51 | 14:00 | 81.1
16 | 8 | 15:00 | 77.4 | 15:00 | 77.02
17 | 8 | 16:00 | 68.22 | 16:00 | 67.88
18 | 8 | 17:00 | 28.62 | 17:00 | 28.47
19 | 8 | 18:00 | 1.05 | 18:00 | 1.05
20 | 8 | 19:00 | 0 | 19:00 | 0
21 | 8 | 20:00 | 0 | 20:00 | 0
22 | 8 | 21:00 | 0 | 21:00 | 0
23 | 8 | 22:00 | 0 | 22:00 | 0
24 | 8 | 23:00 | 0 | 23:00 | 0
1 | 8 | 0:00 | 0 | 0:00 | 0
2 | 8 | 1:00 | 0 | 1:00 | 0
3 | 8 | 2:00 | 0 | 2:00 | 0
4 | 8 | 3:00 | 0 | 3:00 | 0
5 | 8 | 4:00 | 0 | 4:00 | 0
6 | 8 | 5:00 | 0 | 5:00 | 0
7 | 8 | 6:00 | 21.49 | 6:00 | 21.39
8 | 8 | 7:00 | 62.59 | 7:00 | 62.27
9 | 8 | 8:00 | 83.8 | 8:00 | 83.38
10 | 8 | 9:00 | 87.13 | 9:00 | 86.69
11 | 8 | 10:00 | 86.43 | 10:00 | 86
12 | 8 | 11:00 | 86.81 | 11:00 | 86.37
13 | 8 | 12:00 | 86.56 | 12:00 | 86.13
14 | 8 | 13:00 | 82.33 | 13:00 | 81.92
15 | 8 | 14:00 | 76.9 | 14:00 | 76.51
16 | 8 | 15:00 | 68.82 | 15:00 | 68.47
17 | 8 | 16:00 | 52.99 | 16:00 | 52.73
18 | 8 | 17:00 | 24.36 | 17:00 | 24.23
19 | 8 | 18:00 | 0.58 | 18:00 | 0.58
20 | 8 | 19:00 | 0 | 19:00 | 0
21 | 8 | 20:00 | 0 | 20:00 | 0
22 | 8 | 21:00 | 0 | 21:00 | 0
23 | 8 | 22:00 | 0 | 22:00 | 0
24 | 8 | 23:00 | 0 | 23:00 | 0
1 | 8 | 0:00 | 0 | 0:00 | 0
2 | 8 | 1:00 | 0 | 1:00 | 0
3 | 8 | 2:00 | 0 | 2:00 | 0
4 | 8 | 3:00 | 0 | 3:00 | 0
5 | 8 | 4:00 | 0 | 4:00 | 0
6 | 8 | 5:00 | 0 | 5:00 | 0
7 | 8 | 6:00 | 18.08 | 6:00 | 17.99
8 | 8 | 7:00 | 50.98 | 7:00 | 50.72
9 | 8 | 8:00 | 65.39 | 8:00 | 65.06
10 | 8 | 9:00 | 70.4 | 9:00 | 70.05
11 | 8 | 10:00 | 77.49 | 10:00 | 77.1
12 | 8 | 11:00 | 78.69 | 11:00 | 78.3
13 | 8 | 12:00 | 75.35 | 12:00 | 74.97
14 | 8 | 13:00 | 74.59 | 13:00 | 74.22
15 | 8 | 14:00 | 74.5 | 14:00 | 74.13
16 | 8 | 15:00 | 67.63 | 15:00 | 67.29
17 | 8 | 16:00 | 57.33 | 16:00 | 57.04
18 | 8 | 17:00 | 23.81 | 17:00 | 23.69
19 | 8 | 18:00 | 0.3 | 18:00 | 0.3
20 | 8 | 19:00 | 0 | 19:00 | 0
21 | 8 | 20:00 | 0 | 20:00 | 0
22 | 8 | 21:00 | 0 | 21:00 | 0
23 | 8 | 22:00 | 0 | 22:00 | 0
24 | 8 | 23:00 | 0 | 23:00 | 0
1 | 9 | 0:00 | 0 | 0:00 | 0
2 | 9 | 1:00 | 0 | 1:00 | 0
3 | 9 | 2:00 | 0 | 2:00 | 0
4 | 9 | 3:00 | 0 | 3:00 | 0
5 | 9 | 4:00 | 0 | 4:00 | 0
6 | 9 | 5:00 | 0 | 5:00 | 0
7 | 9 | 6:00 | 18.79 | 6:00 | 18.69
8 | 9 | 7:00 | 55.99 | 7:00 | 55.71
9 | 9 | 8:00 | 69.03 | 8:00 | 68.68
10 | 9 | 9:00 | 77.97 | 9:00 | 77.58
11 | 9 | 10:00 | 82.33 | 10:00 | 81.92
12 | 9 | 11:00 | 84.06 | 11:00 | 83.64
13 | 9 | 12:00 | 82.87 | 12:00 | 82.45
14 | 9 | 13:00 | 84.73 | 13:00 | 84.31
15 | 9 | 14:00 | 81.7 | 14:00 | 81.29
16 | 9 | 15:00 | 76.44 | 15:00 | 76.06
17 | 9 | 16:00 | 64.97 | 16:00 | 64.65
18 | 9 | 17:00 | 24.84 | 17:00 | 24.71
19 | 9 | 18:00 | 0.37 | 18:00 | 0.37
20 | 9 | 19:00 | 0 | 19:00 | 0
21 | 9 | 20:00 | 0 | 20:00 | 0
22 | 9 | 21:00 | 0 | 21:00 | 0
23 | 9 | 22:00 | 0 | 22:00 | 0
24 | 9 | 23:00 | 0 | 23:00 | 0
1 | 9 | 0:00 | 0 | 0:00 | 0
2 | 9 | 1:00 | 0 | 1:00 | 0
3 | 9 | 2:00 | 0 | 2:00 | 0
4 | 9 | 3:00 | 0 | 3:00 | 0
5 | 9 | 4:00 | 0 | 4:00 | 0
6 | 9 | 5:00 | 0 | 5:00 | 0
7 | 9 | 6:00 | 20.37 | 6:00 | 20.27
8 | 9 | 7:00 | 60.49 | 7:00 | 60.19
9 | 9 | 8:00 | 75.85 | 8:00 | 75.47
10 | 9 | 9:00 | 80.17 | 9:00 | 79.77
11 | 9 | 10:00 | 83.74 | 10:00 | 83.32
12 | 9 | 11:00 | 84.88 | 11:00 | 84.45
13 | 9 | 12:00 | 84.5 | 12:00 | 84.08
14 | 9 | 13:00 | 83.83 | 13:00 | 83.41
15 | 9 | 14:00 | 81.07 | 14:00 | 80.66
16 | 9 | 15:00 | 79.06 | 15:00 | 78.66
17 | 9 | 16:00 | 66.69 | 16:00 | 66.36
18 | 9 | 17:00 | 27 | 17:00 | 26.86
19 | 9 | 18:00 | 0.22 | 18:00 | 0.22
20 | 9 | 19:00 | 0 | 19:00 | 0
21 | 9 | 20:00 | 0 | 20:00 | 0
22 | 9 | 21:00 | 0 | 21:00 | 0
23 | 9 | 22:00 | 0 | 22:00 | 0
24 | 9 | 23:00 | 0 | 23:00 | 0
1 | 9 | 0:00 | 0 | 0:00 | 0
2 | 9 | 1:00 | 0 | 1:00 | 0
3 | 9 | 2:00 | 0 | 2:00 | 0
4 | 9 | 3:00 | 0 | 3:00 | 0
5 | 9 | 4:00 | 0 | 4:00 | 0
6 | 9 | 5:00 | 0 | 5:00 | 0
7 | 9 | 6:00 | 20.39 | 6:00 | 20.28
8 | 9 | 7:00 | 60.35 | 7:00 | 60.04
9 | 9 | 8:00 | 75.82 | 8:00 | 75.44
10 | 9 | 9:00 | 80.78 | 9:00 | 80.37
11 | 9 | 10:00 | 85 | 10:00 | 84.58
12 | 9 | 11:00 | 84.01 | 11:00 | 83.59
13 | 9 | 12:00 | 84.07 | 12:00 | 83.65
14 | 9 | 13:00 | 84.43 | 13:00 | 84
15 | 9 | 14:00 | 86.48 | 14:00 | 86.05
16 | 9 | 15:00 | 82.6 | 15:00 | 82.19
17 | 9 | 16:00 | 64.83 | 16:00 | 64.51
18 | 9 | 17:00 | 25.16 | 17:00 | 25.04
19 | 9 | 18:00 | 0.12 | 18:00 | 0.12
20 | 9 | 19:00 | 0 | 19:00 | 0
21 | 9 | 20:00 | 0 | 20:00 | 0
22 | 9 | 21:00 | 0 | 21:00 | 0
23 | 9 | 22:00 | 0 | 22:00 | 0
24 | 9 | 23:00 | 0 | 23:00 | 0
1 | 9 | 0:00 | 0 | 0:00 | 0
2 | 9 | 1:00 | 0 | 1:00 | 0
3 | 9 | 2:00 | 0 | 2:00 | 0
4 | 9 | 3:00 | 0 | 3:00 | 0
5 | 9 | 4:00 | 0 | 4:00 | 0
6 | 9 | 5:00 | 0 | 5:00 | 0
7 | 9 | 6:00 | 21.03 | 6:00 | 20.93
8 | 9 | 7:00 | 62.09 | 7:00 | 61.78
9 | 9 | 8:00 | 76.72 | 8:00 | 76.34
10 | 9 | 9:00 | 88.22 | 9:00 | 87.78
11 | 9 | 10:00 | 94.2 | 10:00 | 93.72
12 | 9 | 11:00 | 95.27 | 11:00 | 94.79
13 | 9 | 12:00 | 91.8 | 12:00 | 91.34
14 | 9 | 13:00 | 89.42 | 13:00 | 88.97
15 | 9 | 14:00 | 87.85 | 14:00 | 87.41
16 | 9 | 15:00 | 84.41 | 15:00 | 83.99
17 | 9 | 16:00 | 77.4 | 16:00 | 77.01
18 | 9 | 17:00 | 28.33 | 17:00 | 28.19
19 | 9 | 18:00 | 0 | 18:00 | 0
20 | 9 | 19:00 | 0 | 19:00 | 0
21 | 9 | 20:00 | 0 | 20:00 | 0
22 | 9 | 21:00 | 0 | 21:00 | 0
23 | 9 | 22:00 | 0 | 22:00 | 0
24 | 9 | 23:00 | 0 | 23:00 | 0
1 | 9 | 0:00 | 0 | 0:00 | 0
2 | 9 | 1:00 | 0 | 1:00 | 0
3 | 9 | 2:00 | 0 | 2:00 | 0
4 | 9 | 3:00 | 0 | 3:00 | 0
5 | 9 | 4:00 | 0 | 4:00 | 0
6 | 9 | 5:00 | 0 | 5:00 | 0
7 | 9 | 6:00 | 20.15 | 6:00 | 20.05
8 | 9 | 7:00 | 57.76 | 7:00 | 57.48
9 | 9 | 8:00 | 76.08 | 8:00 | 75.7
10 | 9 | 9:00 | 83.78 | 9:00 | 83.36
11 | 9 | 10:00 | 84.32 | 10:00 | 83.9
12 | 9 | 11:00 | 87.19 | 11:00 | 86.75
13 | 9 | 12:00 | 83.89 | 12:00 | 83.47
14 | 9 | 13:00 | 84.51 | 13:00 | 84.09
15 | 9 | 14:00 | 83.17 | 14:00 | 82.75
16 | 9 | 15:00 | 78.09 | 15:00 | 77.7
17 | 9 | 16:00 | 65.19 | 16:00 | 64.86
18 | 9 | 17:00 | 23.5 | 17:00 | 23.39
19 | 9 | 18:00 | 0 | 18:00 | 0
20 | 9 | 19:00 | 0 | 19:00 | 0
21 | 9 | 20:00 | 0 | 20:00 | 0
22 | 9 | 21:00 | 0 | 21:00 | 0
23 | 9 | 22:00 | 0 | 22:00 | 0
24 | 9 | 23:00 | 0 | 23:00 | 0
1 | 9 | 0:00 | 0 | 0:00 | 0
2 | 9 | 1:00 | 0 | 1:00 | 0
3 | 9 | 2:00 | 0 | 2:00 | 0
4 | 9 | 3:00 | 0 | 3:00 | 0
5 | 9 | 4:00 | 0 | 4:00 | 0
6 | 9 | 5:00 | 0 | 5:00 | 0
7 | 9 | 6:00 | 17.27 | 6:00 | 17.19
8 | 9 | 7:00 | 54.29 | 7:00 | 54.02
9 | 9 | 8:00 | 73.69 | 8:00 | 73.32
10 | 9 | 9:00 | 81.49 | 9:00 | 81.08
11 | 9 | 10:00 | 84.38 | 10:00 | 83.95
12 | 9 | 11:00 | 80.13 | 11:00 | 79.73
13 | 9 | 12:00 | 78.47 | 12:00 | 78.08
14 | 9 | 13:00 | 77.71 | 13:00 | 77.32
15 | 9 | 14:00 | 80.24 | 14:00 | 79.84
16 | 9 | 15:00 | 73.51 | 15:00 | 73.14
17 | 9 | 16:00 | 54.34 | 16:00 | 54.07
18 | 9 | 17:00 | 19.91 | 17:00 | 19.81
19 | 9 | 18:00 | 0 | 18:00 | 0
20 | 9 | 19:00 | 0 | 19:00 | 0
21 | 9 | 20:00 | 0 | 20:00 | 0
22 | 9 | 21:00 | 0 | 21:00 | 0
23 | 9 | 22:00 | 0 | 22:00 | 0
24 | 9 | 23:00 | 0 | 23:00 | 0
1 | 9 | 0:00 | 0 | 0:00 | 0
2 | 9 | 1:00 | 0 | 1:00 | 0
3 | 9 | 2:00 | 0 | 2:00 | 0
4 | 9 | 3:00 | 0 | 3:00 | 0
5 | 9 | 4:00 | 0 | 4:00 | 0
6 | 9 | 5:00 | 0 | 5:00 | 0
7 | 9 | 6:00 | 14.93 | 6:00 | 14.86
8 | 9 | 7:00 | 47.68 | 7:00 | 47.44
9 | 9 | 8:00 | 61.42 | 8:00 | 61.11
10 | 9 | 9:00 | 69.17 | 9:00 | 68.82
11 | 9 | 10:00 | 73.44 | 10:00 | 73.07
12 | 9 | 11:00 | 76.68 | 11:00 | 76.3
13 | 9 | 12:00 | 76.56 | 12:00 | 76.18
14 | 9 | 13:00 | 76.92 | 13:00 | 76.54
15 | 9 | 14:00 | 72.17 | 14:00 | 71.81
16 | 9 | 15:00 | 65.55 | 15:00 | 65.22
17 | 9 | 16:00 | 54.9 | 16:00 | 54.62
18 | 9 | 17:00 | 18.54 | 17:00 | 18.45
19 | 9 | 18:00 | 0 | 18:00 | 0
20 | 9 | 19:00 | 0 | 19:00 | 0
21 | 9 | 20:00 | 0 | 20:00 | 0
22 | 9 | 21:00 | 0 | 21:00 | 0
23 | 9 | 22:00 | 0 | 22:00 | 0
24 | 9 | 23:00 | 0 | 23:00 | 0
1 | 9 | 0:00 | 0 | 0:00 | 0
2 | 9 | 1:00 | 0 | 1:00 | 0
3 | 9 | 2:00 | 0 | 2:00 | 0
4 | 9 | 3:00 | 0 | 3:00 | 0
5 | 9 | 4:00 | 0 | 4:00 | 0
6 | 9 | 5:00 | 0 | 5:00 | 0
7 | 9 | 6:00 | 17.56 | 6:00 | 17.47
8 | 9 | 7:00 | 57.39 | 7:00 | 57.11
9 | 9 | 8:00 | 75.13 | 8:00 | 74.76
10 | 9 | 9:00 | 79.84 | 9:00 | 79.44
11 | 9 | 10:00 | 82.59 | 10:00 | 82.18
12 | 9 | 11:00 | 82.55 | 11:00 | 82.13
13 | 9 | 12:00 | 84.79 | 12:00 | 84.37
14 | 9 | 13:00 | 84.99 | 13:00 | 84.56
15 | 9 | 14:00 | 78.71 | 14:00 | 78.32
16 | 9 | 15:00 | 76.06 | 15:00 | 75.68
17 | 9 | 16:00 | 54.87 | 16:00 | 54.59
18 | 9 | 17:00 | 18.33 | 17:00 | 18.24
19 | 9 | 18:00 | 0 | 18:00 | 0
20 | 9 | 19:00 | 0 | 19:00 | 0
21 | 9 | 20:00 | 0 | 20:00 | 0
22 | 9 | 21:00 | 0 | 21:00 | 0
23 | 9 | 22:00 | 0 | 22:00 | 0
24 | 9 | 23:00 | 0 | 23:00 | 0
1 | 9 | 0:00 | 0 | 0:00 | 0
2 | 9 | 1:00 | 0 | 1:00 | 0
3 | 9 | 2:00 | 0 | 2:00 | 0
4 | 9 | 3:00 | 0 | 3:00 | 0
5 | 9 | 4:00 | 0 | 4:00 | 0
6 | 9 | 5:00 | 0 | 5:00 | 0
7 | 9 | 6:00 | 13.91 | 6:00 | 13.84
8 | 9 | 7:00 | 44.8 | 7:00 | 44.57
9 | 9 | 8:00 | 57.25 | 8:00 | 56.96
10 | 9 | 9:00 | 61.16 | 9:00 | 60.85
11 | 9 | 10:00 | 73.03 | 10:00 | 72.66
12 | 9 | 11:00 | 78.86 | 11:00 | 78.46
13 | 9 | 12:00 | 77.24 | 12:00 | 76.86
14 | 9 | 13:00 | 70.16 | 13:00 | 69.81
15 | 9 | 14:00 | 70.23 | 14:00 | 69.88
16 | 9 | 15:00 | 64.11 | 15:00 | 63.79
17 | 9 | 16:00 | 52.02 | 16:00 | 51.76
18 | 9 | 17:00 | 16.83 | 17:00 | 16.75
19 | 9 | 18:00 | 0 | 18:00 | 0
20 | 9 | 19:00 | 0 | 19:00 | 0
21 | 9 | 20:00 | 0 | 20:00 | 0
22 | 9 | 21:00 | 0 | 21:00 | 0
23 | 9 | 22:00 | 0 | 22:00 | 0
24 | 9 | 23:00 | 0 | 23:00 | 0
1 | 9 | 0:00 | 0 | 0:00 | 0
2 | 9 | 1:00 | 0 | 1:00 | 0
3 | 9 | 2:00 | 0 | 2:00 | 0
4 | 9 | 3:00 | 0 | 3:00 | 0
5 | 9 | 4:00 | 0 | 4:00 | 0
6 | 9 | 5:00 | 0 | 5:00 | 0
7 | 9 | 6:00 | 16.28 | 6:00 | 16.2
8 | 9 | 7:00 | 55.38 | 7:00 | 55.1
9 | 9 | 8:00 | 71.86 | 8:00 | 71.5
10 | 9 | 9:00 | 78.53 | 9:00 | 78.13
11 | 9 | 10:00 | 83.47 | 10:00 | 83.06
12 | 9 | 11:00 | 83.97 | 11:00 | 83.55
13 | 9 | 12:00 | 82.33 | 12:00 | 81.92
14 | 9 | 13:00 | 76.39 | 13:00 | 76.01
15 | 9 | 14:00 | 74.7 | 14:00 | 74.33
16 | 9 | 15:00 | 74.01 | 15:00 | 73.64
17 | 9 | 16:00 | 53.87 | 16:00 | 53.6
18 | 9 | 17:00 | 16.74 | 17:00 | 16.66
19 | 9 | 18:00 | 0 | 18:00 | 0
20 | 9 | 19:00 | 0 | 19:00 | 0
21 | 9 | 20:00 | 0 | 20:00 | 0
22 | 9 | 21:00 | 0 | 21:00 | 0
23 | 9 | 22:00 | 0 | 22:00 | 0
24 | 9 | 23:00 | 0 | 23:00 | 0
1 | 9 | 0:00 | 0 | 0:00 | 0
2 | 9 | 1:00 | 0 | 1:00 | 0
3 | 9 | 2:00 | 0 | 2:00 | 0
4 | 9 | 3:00 | 0 | 3:00 | 0
5 | 9 | 4:00 | 0 | 4:00 | 0
6 | 9 | 5:00 | 0 | 5:00 | 0
7 | 9 | 6:00 | 14.01 | 6:00 | 13.94
8 | 9 | 7:00 | 47.98 | 7:00 | 47.74
9 | 9 | 8:00 | 57.71 | 8:00 | 57.42
10 | 9 | 9:00 | 64.49 | 9:00 | 64.17
11 | 9 | 10:00 | 71.16 | 10:00 | 70.8
12 | 9 | 11:00 | 74.87 | 11:00 | 74.5
13 | 9 | 12:00 | 74.31 | 12:00 | 73.94
14 | 9 | 13:00 | 80.06 | 13:00 | 79.66
15 | 9 | 14:00 | 76.26 | 14:00 | 75.88
16 | 9 | 15:00 | 71.74 | 15:00 | 71.38
17 | 9 | 16:00 | 58.73 | 16:00 | 58.44
18 | 9 | 17:00 | 17.91 | 17:00 | 17.82
19 | 9 | 18:00 | 0 | 18:00 | 0
20 | 9 | 19:00 | 0 | 19:00 | 0
21 | 9 | 20:00 | 0 | 20:00 | 0
22 | 9 | 21:00 | 0 | 21:00 | 0
23 | 9 | 22:00 | 0 | 22:00 | 0
24 | 9 | 23:00 | 0 | 23:00 | 0
1 | 9 | 0:00 | 0 | 0:00 | 0
2 | 9 | 1:00 | 0 | 1:00 | 0
3 | 9 | 2:00 | 0 | 2:00 | 0
4 | 9 | 3:00 | 0 | 3:00 | 0
5 | 9 | 4:00 | 0 | 4:00 | 0
6 | 9 | 5:00 | 0 | 5:00 | 0
7 | 9 | 6:00 | 15.24 | 6:00 | 15.16
8 | 9 | 7:00 | 50.04 | 7:00 | 49.79
9 | 9 | 8:00 | 62.98 | 8:00 | 62.66
10 | 9 | 9:00 | 74.29 | 9:00 | 73.92
11 | 9 | 10:00 | 77.43 | 10:00 | 77.04
12 | 9 | 11:00 | 74.68 | 11:00 | 74.31
13 | 9 | 12:00 | 72.36 | 12:00 | 72
14 | 9 | 13:00 | 75.64 | 13:00 | 75.26
15 | 9 | 14:00 | 77.15 | 14:00 | 76.77
16 | 9 | 15:00 | 68.52 | 15:00 | 68.18
17 | 9 | 16:00 | 49.36 | 16:00 | 49.11
18 | 9 | 17:00 | 15.21 | 17:00 | 15.13
19 | 9 | 18:00 | 0 | 18:00 | 0
20 | 9 | 19:00 | 0 | 19:00 | 0
21 | 9 | 20:00 | 0 | 20:00 | 0
22 | 9 | 21:00 | 0 | 21:00 | 0
23 | 9 | 22:00 | 0 | 22:00 | 0
24 | 9 | 23:00 | 0 | 23:00 | 0
1 | 9 | 0:00 | 0 | 0:00 | 0
2 | 9 | 1:00 | 0 | 1:00 | 0
3 | 9 | 2:00 | 0 | 2:00 | 0
4 | 9 | 3:00 | 0 | 3:00 | 0
5 | 9 | 4:00 | 0 | 4:00 | 0
6 | 9 | 5:00 | 0 | 5:00 | 0
7 | 9 | 6:00 | 15.5 | 6:00 | 15.42
8 | 9 | 7:00 | 53.89 | 7:00 | 53.62
9 | 9 | 8:00 | 69.13 | 8:00 | 68.79
10 | 9 | 9:00 | 72.31 | 9:00 | 71.95
11 | 9 | 10:00 | 82.51 | 10:00 | 82.09
12 | 9 | 11:00 | 82.64 | 11:00 | 82.23
13 | 9 | 12:00 | 78.54 | 12:00 | 78.15
14 | 9 | 13:00 | 78.89 | 13:00 | 78.5
15 | 9 | 14:00 | 68.6 | 14:00 | 68.26
16 | 9 | 15:00 | 60.88 | 15:00 | 60.58
17 | 9 | 16:00 | 48.85 | 16:00 | 48.61
18 | 9 | 17:00 | 15.01 | 17:00 | 14.94
19 | 9 | 18:00 | 0 | 18:00 | 0
20 | 9 | 19:00 | 0 | 19:00 | 0
21 | 9 | 20:00 | 0 | 20:00 | 0
22 | 9 | 21:00 | 0 | 21:00 | 0
23 | 9 | 22:00 | 0 | 22:00 | 0
24 | 9 | 23:00 | 0 | 23:00 | 0
1 | 9 | 0:00 | 0 | 0:00 | 0
2 | 9 | 1:00 | 0 | 1:00 | 0
3 | 9 | 2:00 | 0 | 2:00 | 0
4 | 9 | 3:00 | 0 | 3:00 | 0
5 | 9 | 4:00 | 0 | 4:00 | 0
6 | 9 | 5:00 | 0 | 5:00 | 0
7 | 9 | 6:00 | 16.13 | 6:00 | 16.05
8 | 9 | 7:00 | 55.07 | 7:00 | 54.8
9 | 9 | 8:00 | 71.18 | 8:00 | 70.82
10 | 9 | 9:00 | 77.72 | 9:00 | 77.33
11 | 9 | 10:00 | 80.79 | 10:00 | 80.38
12 | 9 | 11:00 | 81.45 | 11:00 | 81.05
13 | 9 | 12:00 | 77.33 | 12:00 | 76.95
14 | 9 | 13:00 | 69.43 | 13:00 | 69.08
15 | 9 | 14:00 | 69.57 | 14:00 | 69.22
16 | 9 | 15:00 | 68.4 | 15:00 | 68.05
17 | 9 | 16:00 | 53.85 | 16:00 | 53.58
18 | 9 | 17:00 | 15.09 | 17:00 | 15.01
19 | 9 | 18:00 | 0 | 18:00 | 0
20 | 9 | 19:00 | 0 | 19:00 | 0
21 | 9 | 20:00 | 0 | 20:00 | 0
22 | 9 | 21:00 | 0 | 21:00 | 0
23 | 9 | 22:00 | 0 | 22:00 | 0
24 | 9 | 23:00 | 0 | 23:00 | 0
1 | 9 | 0:00 | 0 | 0:00 | 0
2 | 9 | 1:00 | 0 | 1:00 | 0
3 | 9 | 2:00 | 0 | 2:00 | 0
4 | 9 | 3:00 | 0 | 3:00 | 0
5 | 9 | 4:00 | 0 | 4:00 | 0
6 | 9 | 5:00 | 0 | 5:00 | 0
7 | 9 | 6:00 | 15.17 | 6:00 | 15.09
8 | 9 | 7:00 | 51.81 | 7:00 | 51.55
9 | 9 | 8:00 | 66.11 | 8:00 | 65.77
10 | 9 | 9:00 | 72.8 | 9:00 | 72.44
11 | 9 | 10:00 | 77.59 | 10:00 | 77.2
12 | 9 | 11:00 | 78.55 | 11:00 | 78.15
13 | 9 | 12:00 | 78.89 | 12:00 | 78.5
14 | 9 | 13:00 | 76.31 | 13:00 | 75.92
15 | 9 | 14:00 | 74.65 | 14:00 | 74.28
16 | 9 | 15:00 | 67.07 | 15:00 | 66.73
17 | 9 | 16:00 | 50.79 | 16:00 | 50.53
18 | 9 | 17:00 | 13.25 | 17:00 | 13.19
19 | 9 | 18:00 | 0 | 18:00 | 0
20 | 9 | 19:00 | 0 | 19:00 | 0
21 | 9 | 20:00 | 0 | 20:00 | 0
22 | 9 | 21:00 | 0 | 21:00 | 0
23 | 9 | 22:00 | 0 | 22:00 | 0
24 | 9 | 23:00 | 0 | 23:00 | 0
1 | 9 | 0:00 | 0 | 0:00 | 0
2 | 9 | 1:00 | 0 | 1:00 | 0
3 | 9 | 2:00 | 0 | 2:00 | 0
4 | 9 | 3:00 | 0 | 3:00 | 0
5 | 9 | 4:00 | 0 | 4:00 | 0
6 | 9 | 5:00 | 0 | 5:00 | 0
7 | 9 | 6:00 | 13.67 | 6:00 | 13.6
8 | 9 | 7:00 | 49.61 | 7:00 | 49.36
9 | 9 | 8:00 | 64.99 | 8:00 | 64.66
10 | 9 | 9:00 | 68.25 | 9:00 | 67.91
11 | 9 | 10:00 | 69.21 | 10:00 | 68.87
12 | 9 | 11:00 | 70.97 | 11:00 | 70.61
13 | 9 | 12:00 | 72.99 | 12:00 | 72.62
14 | 9 | 13:00 | 76.83 | 13:00 | 76.44
15 | 9 | 14:00 | 78.63 | 14:00 | 78.24
16 | 9 | 15:00 | 67.11 | 15:00 | 66.77
17 | 9 | 16:00 | 47.59 | 16:00 | 47.35
18 | 9 | 17:00 | 13.17 | 17:00 | 13.1
19 | 9 | 18:00 | 0 | 18:00 | 0
20 | 9 | 19:00 | 0 | 19:00 | 0
21 | 9 | 20:00 | 0 | 20:00 | 0
22 | 9 | 21:00 | 0 | 21:00 | 0
23 | 9 | 22:00 | 0 | 22:00 | 0
24 | 9 | 23:00 | 0 | 23:00 | 0
1 | 9 | 0:00 | 0 | 0:00 | 0
2 | 9 | 1:00 | 0 | 1:00 | 0
3 | 9 | 2:00 | 0 | 2:00 | 0
4 | 9 | 3:00 | 0 | 3:00 | 0
5 | 9 | 4:00 | 0 | 4:00 | 0
6 | 9 | 5:00 | 0 | 5:00 | 0
7 | 9 | 6:00 | 13.78 | 6:00 | 13.71
8 | 9 | 7:00 | 51.87 | 7:00 | 51.61
9 | 9 | 8:00 | 73.14 | 8:00 | 72.78
10 | 9 | 9:00 | 80.25 | 9:00 | 79.85
11 | 9 | 10:00 | 82.82 | 10:00 | 82.41
12 | 9 | 11:00 | 79.09 | 11:00 | 78.7
13 | 9 | 12:00 | 77.55 | 12:00 | 77.16
14 | 9 | 13:00 | 79.94 | 13:00 | 79.54
15 | 9 | 14:00 | 77.11 | 14:00 | 76.73
16 | 9 | 15:00 | 74.71 | 15:00 | 74.34
17 | 9 | 16:00 | 52.03 | 16:00 | 51.77
18 | 9 | 17:00 | 13.6 | 17:00 | 13.53
19 | 9 | 18:00 | 0 | 18:00 | 0
20 | 9 | 19:00 | 0 | 19:00 | 0
21 | 9 | 20:00 | 0 | 20:00 | 0
22 | 9 | 21:00 | 0 | 21:00 | 0
23 | 9 | 22:00 | 0 | 22:00 | 0
24 | 9 | 23:00 | 0 | 23:00 | 0
1 | 9 | 0:00 | 0 | 0:00 | 0
2 | 9 | 1:00 | 0 | 1:00 | 0
3 | 9 | 2:00 | 0 | 2:00 | 0
4 | 9 | 3:00 | 0 | 3:00 | 0
5 | 9 | 4:00 | 0 | 4:00 | 0
6 | 9 | 5:00 | 0 | 5:00 | 0
7 | 9 | 6:00 | 13.92 | 6:00 | 13.85
8 | 9 | 7:00 | 53.83 | 7:00 | 53.56
9 | 9 | 8:00 | 70.03 | 8:00 | 69.68
10 | 9 | 9:00 | 74.36 | 9:00 | 73.99
11 | 9 | 10:00 | 79.56 | 10:00 | 79.16
12 | 9 | 11:00 | 76.91 | 11:00 | 76.52
13 | 9 | 12:00 | 76.19 | 12:00 | 75.81
14 | 9 | 13:00 | 84.14 | 13:00 | 83.72
15 | 9 | 14:00 | 82.21 | 14:00 | 81.8
16 | 9 | 15:00 | 76.99 | 15:00 | 76.6
17 | 9 | 16:00 | 50.41 | 16:00 | 50.16
18 | 9 | 17:00 | 12.16 | 17:00 | 12.1
19 | 9 | 18:00 | 0 | 18:00 | 0
20 | 9 | 19:00 | 0 | 19:00 | 0
21 | 9 | 20:00 | 0 | 20:00 | 0
22 | 9 | 21:00 | 0 | 21:00 | 0
23 | 9 | 22:00 | 0 | 22:00 | 0
24 | 9 | 23:00 | 0 | 23:00 | 0
1 | 9 | 0:00 | 0 | 0:00 | 0
2 | 9 | 1:00 | 0 | 1:00 | 0
3 | 9 | 2:00 | 0 | 2:00 | 0
4 | 9 | 3:00 | 0 | 3:00 | 0
5 | 9 | 4:00 | 0 | 4:00 | 0
6 | 9 | 5:00 | 0 | 5:00 | 0
7 | 9 | 6:00 | 13.62 | 6:00 | 13.55
8 | 9 | 7:00 | 51.91 | 7:00 | 51.65
9 | 9 | 8:00 | 72.79 | 8:00 | 72.42
10 | 9 | 9:00 | 81.36 | 9:00 | 80.95
11 | 9 | 10:00 | 83.6 | 10:00 | 83.18
12 | 9 | 11:00 | 85.11 | 11:00 | 84.69
13 | 9 | 12:00 | 83.83 | 12:00 | 83.42
14 | 9 | 13:00 | 84.05 | 13:00 | 83.63
15 | 9 | 14:00 | 83.53 | 14:00 | 83.11
16 | 9 | 15:00 | 76.75 | 15:00 | 76.37
17 | 9 | 16:00 | 53.89 | 16:00 | 53.62
18 | 9 | 17:00 | 12.38 | 17:00 | 12.31
19 | 9 | 18:00 | 0 | 18:00 | 0
20 | 9 | 19:00 | 0 | 19:00 | 0
21 | 9 | 20:00 | 0 | 20:00 | 0
22 | 9 | 21:00 | 0 | 21:00 | 0
23 | 9 | 22:00 | 0 | 22:00 | 0
24 | 9 | 23:00 | 0 | 23:00 | 0
1 | 9 | 0:00 | 0 | 0:00 | 0
2 | 9 | 1:00 | 0 | 1:00 | 0
3 | 9 | 2:00 | 0 | 2:00 | 0
4 | 9 | 3:00 | 0 | 3:00 | 0
5 | 9 | 4:00 | 0 | 4:00 | 0
6 | 9 | 5:00 | 0 | 5:00 | 0
7 | 9 | 6:00 | 14.9 | 6:00 | 14.82
8 | 9 | 7:00 | 58.38 | 7:00 | 58.09
9 | 9 | 8:00 | 83.63 | 8:00 | 83.21
10 | 9 | 9:00 | 92.36 | 9:00 | 91.9
11 | 9 | 10:00 | 91.55 | 10:00 | 91.1
12 | 9 | 11:00 | 87.37 | 11:00 | 86.93
13 | 9 | 12:00 | 87.9 | 12:00 | 87.46
14 | 9 | 13:00 | 84.87 | 13:00 | 84.45
15 | 9 | 14:00 | 88.83 | 14:00 | 88.39
16 | 9 | 15:00 | 84.11 | 15:00 | 83.68
17 | 9 | 16:00 | 56.1 | 16:00 | 55.82
18 | 9 | 17:00 | 11.73 | 17:00 | 11.67
19 | 9 | 18:00 | 0 | 18:00 | 0
20 | 9 | 19:00 | 0 | 19:00 | 0
21 | 9 | 20:00 | 0 | 20:00 | 0
22 | 9 | 21:00 | 0 | 21:00 | 0
23 | 9 | 22:00 | 0 | 22:00 | 0
24 | 9 | 23:00 | 0 | 23:00 | 0
1 | 9 | 0:00 | 0 | 0:00 | 0
2 | 9 | 1:00 | 0 | 1:00 | 0
3 | 9 | 2:00 | 0 | 2:00 | 0
4 | 9 | 3:00 | 0 | 3:00 | 0
5 | 9 | 4:00 | 0 | 4:00 | 0
6 | 9 | 5:00 | 0 | 5:00 | 0
7 | 9 | 6:00 | 14.07 | 6:00 | 14
8 | 9 | 7:00 | 53.38 | 7:00 | 53.12
9 | 9 | 8:00 | 75.81 | 8:00 | 75.43
10 | 9 | 9:00 | 81.95 | 9:00 | 81.54
11 | 9 | 10:00 | 84.68 | 10:00 | 84.25
12 | 9 | 11:00 | 84.28 | 11:00 | 83.86
13 | 9 | 12:00 | 80.57 | 12:00 | 80.17
14 | 9 | 13:00 | 79.85 | 13:00 | 79.45
15 | 9 | 14:00 | 81.69 | 14:00 | 81.28
16 | 9 | 15:00 | 74.3 | 15:00 | 73.92
17 | 9 | 16:00 | 50.16 | 16:00 | 49.91
18 | 9 | 17:00 | 10.29 | 17:00 | 10.23
19 | 9 | 18:00 | 0 | 18:00 | 0
20 | 9 | 19:00 | 0 | 19:00 | 0
21 | 9 | 20:00 | 0 | 20:00 | 0
22 | 9 | 21:00 | 0 | 21:00 | 0
23 | 9 | 22:00 | 0 | 22:00 | 0
24 | 9 | 23:00 | 0 | 23:00 | 0
1 | 9 | 0:00 | 0 | 0:00 | 0
2 | 9 | 1:00 | 0 | 1:00 | 0
3 | 9 | 2:00 | 0 | 2:00 | 0
4 | 9 | 3:00 | 0 | 3:00 | 0
5 | 9 | 4:00 | 0 | 4:00 | 0
6 | 9 | 5:00 | 0 | 5:00 | 0
7 | 9 | 6:00 | 11.04 | 6:00 | 10.98
8 | 9 | 7:00 | 47.94 | 7:00 | 47.7
9 | 9 | 8:00 | 64.07 | 8:00 | 63.74
10 | 9 | 9:00 | 62.04 | 9:00 | 61.73
11 | 9 | 10:00 | 65.79 | 10:00 | 65.46
12 | 9 | 11:00 | 69.21 | 11:00 | 68.86
13 | 9 | 12:00 | 68.27 | 12:00 | 67.92
14 | 9 | 13:00 | 67.56 | 13:00 | 67.22
15 | 9 | 14:00 | 68.86 | 14:00 | 68.51
16 | 9 | 15:00 | 62.82 | 15:00 | 62.51
17 | 9 | 16:00 | 40 | 16:00 | 39.8
18 | 9 | 17:00 | 8.41 | 17:00 | 8.37
19 | 9 | 18:00 | 0 | 18:00 | 0
20 | 9 | 19:00 | 0 | 19:00 | 0
21 | 9 | 20:00 | 0 | 20:00 | 0
22 | 9 | 21:00 | 0 | 21:00 | 0
23 | 9 | 22:00 | 0 | 22:00 | 0
24 | 9 | 23:00 | 0 | 23:00 | 0
1 | 9 | 0:00 | 0 | 0:00 | 0
2 | 9 | 1:00 | 0 | 1:00 | 0
3 | 9 | 2:00 | 0 | 2:00 | 0
4 | 9 | 3:00 | 0 | 3:00 | 0
5 | 9 | 4:00 | 0 | 4:00 | 0
6 | 9 | 5:00 | 0 | 5:00 | 0
7 | 9 | 6:00 | 10.85 | 6:00 | 10.8
8 | 9 | 7:00 | 45.88 | 7:00 | 45.65
9 | 9 | 8:00 | 67.07 | 8:00 | 66.73
10 | 9 | 9:00 | 71.11 | 9:00 | 70.75
11 | 9 | 10:00 | 71.62 | 10:00 | 71.26
12 | 9 | 11:00 | 73.5 | 11:00 | 73.13
13 | 9 | 12:00 | 71.84 | 12:00 | 71.49
14 | 9 | 13:00 | 66.89 | 13:00 | 66.55
15 | 9 | 14:00 | 66.94 | 14:00 | 66.6
16 | 9 | 15:00 | 65.83 | 15:00 | 65.5
17 | 9 | 16:00 | 41.91 | 16:00 | 41.7
18 | 9 | 17:00 | 8.66 | 17:00 | 8.62
19 | 9 | 18:00 | 0 | 18:00 | 0
20 | 9 | 19:00 | 0 | 19:00 | 0
21 | 9 | 20:00 | 0 | 20:00 | 0
22 | 9 | 21:00 | 0 | 21:00 | 0
23 | 9 | 22:00 | 0 | 22:00 | 0
24 | 9 | 23:00 | 0 | 23:00 | 0
1 | 9 | 0:00 | 0 | 0:00 | 0
2 | 9 | 1:00 | 0 | 1:00 | 0
3 | 9 | 2:00 | 0 | 2:00 | 0
4 | 9 | 3:00 | 0 | 3:00 | 0
5 | 9 | 4:00 | 0 | 4:00 | 0
6 | 9 | 5:00 | 0 | 5:00 | 0
7 | 9 | 6:00 | 13.19 | 6:00 | 13.12
8 | 9 | 7:00 | 57.53 | 7:00 | 57.24
9 | 9 | 8:00 | 77.71 | 8:00 | 77.32
10 | 9 | 9:00 | 85.91 | 9:00 | 85.49
11 | 9 | 10:00 | 85.22 | 10:00 | 84.79
12 | 9 | 11:00 | 83.54 | 11:00 | 83.13
13 | 9 | 12:00 | 78.98 | 12:00 | 78.59
14 | 9 | 13:00 | 76.5 | 13:00 | 76.12
15 | 9 | 14:00 | 74.17 | 14:00 | 73.8
16 | 9 | 15:00 | 69.49 | 15:00 | 69.14
17 | 9 | 16:00 | 47.14 | 16:00 | 46.91
18 | 9 | 17:00 | 8.86 | 17:00 | 8.82
19 | 9 | 18:00 | 0 | 18:00 | 0
20 | 9 | 19:00 | 0 | 19:00 | 0
21 | 9 | 20:00 | 0 | 20:00 | 0
22 | 9 | 21:00 | 0 | 21:00 | 0
23 | 9 | 22:00 | 0 | 22:00 | 0
24 | 9 | 23:00 | 0 | 23:00 | 0
1 | 9 | 0:00 | 0 | 0:00 | 0
2 | 9 | 1:00 | 0 | 1:00 | 0
3 | 9 | 2:00 | 0 | 2:00 | 0
4 | 9 | 3:00 | 0 | 3:00 | 0
5 | 9 | 4:00 | 0 | 4:00 | 0
6 | 9 | 5:00 | 0 | 5:00 | 0
7 | 9 | 6:00 | 13.72 | 6:00 | 13.65
8 | 9 | 7:00 | 57.48 | 7:00 | 57.2
9 | 9 | 8:00 | 80.13 | 8:00 | 79.73
10 | 9 | 9:00 | 86.16 | 9:00 | 85.73
11 | 9 | 10:00 | 90.94 | 10:00 | 90.49
12 | 9 | 11:00 | 90.08 | 11:00 | 89.63
13 | 9 | 12:00 | 89.66 | 12:00 | 89.21
14 | 9 | 13:00 | 87.59 | 13:00 | 87.15
15 | 9 | 14:00 | 88.01 | 14:00 | 87.57
16 | 9 | 15:00 | 81.87 | 15:00 | 81.46
17 | 9 | 16:00 | 51.75 | 16:00 | 51.49
18 | 9 | 17:00 | 9.15 | 17:00 | 9.1
19 | 9 | 18:00 | 0 | 18:00 | 0
20 | 9 | 19:00 | 0 | 19:00 | 0
21 | 9 | 20:00 | 0 | 20:00 | 0
22 | 9 | 21:00 | 0 | 21:00 | 0
23 | 9 | 22:00 | 0 | 22:00 | 0
24 | 9 | 23:00 | 0 | 23:00 | 0
1 | 9 | 0:00 | 0 | 0:00 | 0
2 | 9 | 1:00 | 0 | 1:00 | 0
3 | 9 | 2:00 | 0 | 2:00 | 0
4 | 9 | 3:00 | 0 | 3:00 | 0
5 | 9 | 4:00 | 0 | 4:00 | 0
6 | 9 | 5:00 | 0 | 5:00 | 0
7 | 9 | 6:00 | 12.43 | 6:00 | 12.37
8 | 9 | 7:00 | 60.02 | 7:00 | 59.72
9 | 9 | 8:00 | 82.06 | 8:00 | 81.65
10 | 9 | 9:00 | 85.81 | 9:00 | 85.38
11 | 9 | 10:00 | 90.23 | 10:00 | 89.78
12 | 9 | 11:00 | 90.71 | 11:00 | 90.25
13 | 9 | 12:00 | 88.27 | 12:00 | 87.83
14 | 9 | 13:00 | 86.5 | 13:00 | 86.06
15 | 9 | 14:00 | 86.13 | 14:00 | 85.7
16 | 9 | 15:00 | 82.53 | 15:00 | 82.12
17 | 9 | 16:00 | 54.32 | 16:00 | 54.05
18 | 9 | 17:00 | 8.9 | 17:00 | 8.86
19 | 9 | 18:00 | 0 | 18:00 | 0
20 | 9 | 19:00 | 0 | 19:00 | 0
21 | 9 | 20:00 | 0 | 20:00 | 0
22 | 9 | 21:00 | 0 | 21:00 | 0
23 | 9 | 22:00 | 0 | 22:00 | 0
24 | 9 | 23:00 | 0 | 23:00 | 0
1 | 9 | 0:00 | 0 | 0:00 | 0
2 | 9 | 1:00 | 0 | 1:00 | 0
3 | 9 | 2:00 | 0 | 2:00 | 0
4 | 9 | 3:00 | 0 | 3:00 | 0
5 | 9 | 4:00 | 0 | 4:00 | 0
6 | 9 | 5:00 | 0 | 5:00 | 0
7 | 9 | 6:00 | 12.75 | 6:00 | 12.68
8 | 9 | 7:00 | 60.29 | 7:00 | 59.99
9 | 9 | 8:00 | 86.57 | 8:00 | 86.14
10 | 9 | 9:00 | 88.24 | 9:00 | 87.8
11 | 9 | 10:00 | 90.35 | 10:00 | 89.9
12 | 9 | 11:00 | 89.49 | 11:00 | 89.05
13 | 9 | 12:00 | 87.86 | 12:00 | 87.42
14 | 9 | 13:00 | 87.5 | 13:00 | 87.06
15 | 9 | 14:00 | 85.98 | 14:00 | 85.55
16 | 9 | 15:00 | 83.61 | 15:00 | 83.2
17 | 9 | 16:00 | 50.66 | 16:00 | 50.4
18 | 9 | 17:00 | 8.2 | 17:00 | 8.16
19 | 9 | 18:00 | 0 | 18:00 | 0
20 | 9 | 19:00 | 0 | 19:00 | 0
21 | 9 | 20:00 | 0 | 20:00 | 0
22 | 9 | 21:00 | 0 | 21:00 | 0
23 | 9 | 22:00 | 0 | 22:00 | 0
24 | 9 | 23:00 | 0 | 23:00 | 0
1 | 9 | 0:00 | 0 | 0:00 | 0
2 | 9 | 1:00 | 0 | 1:00 | 0
3 | 9 | 2:00 | 0 | 2:00 | 0
4 | 9 | 3:00 | 0 | 3:00 | 0
5 | 9 | 4:00 | 0 | 4:00 | 0
6 | 9 | 5:00 | 0 | 5:00 | 0
7 | 9 | 6:00 | 11.73 | 6:00 | 11.67
8 | 9 | 7:00 | 55.8 | 7:00 | 55.52
9 | 9 | 8:00 | 79 | 8:00 | 78.61
10 | 9 | 9:00 | 82.82 | 9:00 | 82.41
11 | 9 | 10:00 | 83.84 | 10:00 | 83.42
12 | 9 | 11:00 | 82.88 | 11:00 | 82.47
13 | 9 | 12:00 | 78.41 | 12:00 | 78.01
14 | 9 | 13:00 | 79.77 | 13:00 | 79.37
15 | 9 | 14:00 | 78.19 | 14:00 | 77.8
16 | 9 | 15:00 | 72.61 | 15:00 | 72.25
17 | 9 | 16:00 | 43.8 | 16:00 | 43.58
18 | 9 | 17:00 | 6.92 | 17:00 | 6.88
19 | 9 | 18:00 | 0 | 18:00 | 0
20 | 9 | 19:00 | 0 | 19:00 | 0
21 | 9 | 20:00 | 0 | 20:00 | 0
22 | 9 | 21:00 | 0 | 21:00 | 0
23 | 9 | 22:00 | 0 | 22:00 | 0
24 | 9 | 23:00 | 0 | 23:00 | 0
1 | 9 | 0:00 | 0 | 0:00 | 0
2 | 9 | 1:00 | 0 | 1:00 | 0
3 | 9 | 2:00 | 0 | 2:00 | 0
4 | 9 | 3:00 | 0 | 3:00 | 0
5 | 9 | 4:00 | 0 | 4:00 | 0
6 | 9 | 5:00 | 0 | 5:00 | 0
7 | 9 | 6:00 | 11.47 | 6:00 | 11.41
8 | 9 | 7:00 | 52.61 | 7:00 | 52.35
9 | 9 | 8:00 | 78.41 | 8:00 | 78.02
10 | 9 | 9:00 | 82.43 | 9:00 | 82.02
11 | 9 | 10:00 | 80.12 | 10:00 | 79.72
12 | 9 | 11:00 | 83.78 | 11:00 | 83.36
13 | 9 | 12:00 | 82.53 | 12:00 | 82.12
14 | 9 | 13:00 | 81.29 | 13:00 | 80.88
15 | 9 | 14:00 | 79.13 | 14:00 | 78.74
16 | 9 | 15:00 | 78.15 | 15:00 | 77.76
17 | 9 | 16:00 | 48.85 | 16:00 | 48.6
18 | 9 | 17:00 | 7.1 | 17:00 | 7.06
19 | 9 | 18:00 | 0 | 18:00 | 0
20 | 9 | 19:00 | 0 | 19:00 | 0
21 | 9 | 20:00 | 0 | 20:00 | 0
22 | 9 | 21:00 | 0 | 21:00 | 0
23 | 9 | 22:00 | 0 | 22:00 | 0
24 | 9 | 23:00 | 0 | 23:00 | 0
1 | 9 | 0:00 | 0 | 0:00 | 0
2 | 9 | 1:00 | 0 | 1:00 | 0
3 | 9 | 2:00 | 0 | 2:00 | 0
4 | 9 | 3:00 | 0 | 3:00 | 0
5 | 9 | 4:00 | 0 | 4:00 | 0
6 | 9 | 5:00 | 0 | 5:00 | 0
7 | 9 | 6:00 | 10.67 | 6:00 | 10.62
8 | 9 | 7:00 | 54.26 | 7:00 | 53.99
9 | 9 | 8:00 | 79.05 | 8:00 | 78.65
10 | 9 | 9:00 | 85.27 | 9:00 | 84.84
11 | 9 | 10:00 | 87.29 | 10:00 | 86.85
12 | 9 | 11:00 | 86.4 | 11:00 | 85.97
13 | 9 | 12:00 | 87.43 | 12:00 | 86.99
14 | 9 | 13:00 | 86.15 | 13:00 | 85.72
15 | 9 | 14:00 | 81.48 | 14:00 | 81.07
16 | 9 | 15:00 | 79.76 | 15:00 | 79.36
17 | 9 | 16:00 | 48.07 | 16:00 | 47.83
18 | 9 | 17:00 | 6.85 | 17:00 | 6.81
19 | 9 | 18:00 | 0 | 18:00 | 0
20 | 9 | 19:00 | 0 | 19:00 | 0
21 | 9 | 20:00 | 0 | 20:00 | 0
22 | 9 | 21:00 | 0 | 21:00 | 0
23 | 9 | 22:00 | 0 | 22:00 | 0
24 | 9 | 23:00 | 0 | 23:00 | 0
1 | 10 | 0:00 | 0 | 0:00 | 0
2 | 10 | 1:00 | 0 | 1:00 | 0
3 | 10 | 2:00 | 0 | 2:00 | 0
4 | 10 | 3:00 | 0 | 3:00 | 0
5 | 10 | 4:00 | 0 | 4:00 | 0
6 | 10 | 5:00 | 0 | 5:00 | 0
7 | 10 | 6:00 | 11.04 | 6:00 | 10.98
8 | 10 | 7:00 | 55.12 | 7:00 | 54.85
9 | 10 | 8:00 | 75.76 | 8:00 | 75.38
10 | 10 | 9:00 | 78.47 | 9:00 | 78.08
11 | 10 | 10:00 | 78.94 | 10:00 | 78.54
12 | 10 | 11:00 | 78.36 | 11:00 | 77.96
13 | 10 | 12:00 | 79.09 | 12:00 | 78.69
14 | 10 | 13:00 | 76.95 | 13:00 | 76.56
15 | 10 | 14:00 | 78.86 | 14:00 | 78.47
16 | 10 | 15:00 | 68.87 | 15:00 | 68.53
17 | 10 | 16:00 | 41.04 | 16:00 | 40.83
18 | 10 | 17:00 | 5.29 | 17:00 | 5.26
19 | 10 | 18:00 | 0 | 18:00 | 0
20 | 10 | 19:00 | 0 | 19:00 | 0
21 | 10 | 20:00 | 0 | 20:00 | 0
22 | 10 | 21:00 | 0 | 21:00 | 0
23 | 10 | 22:00 | 0 | 22:00 | 0
24 | 10 | 23:00 | 0 | 23:00 | 0
1 | 10 | 0:00 | 0 | 0:00 | 0
2 | 10 | 1:00 | 0 | 1:00 | 0
3 | 10 | 2:00 | 0 | 2:00 | 0
4 | 10 | 3:00 | 0 | 3:00 | 0
5 | 10 | 4:00 | 0 | 4:00 | 0
6 | 10 | 5:00 | 0 | 5:00 | 0
7 | 10 | 6:00 | 8.6 | 6:00 | 8.56
8 | 10 | 7:00 | 43.89 | 7:00 | 43.67
9 | 10 | 8:00 | 67.34 | 8:00 | 67
10 | 10 | 9:00 | 79.39 | 9:00 | 78.99
11 | 10 | 10:00 | 79.42 | 10:00 | 79.03
12 | 10 | 11:00 | 76.08 | 11:00 | 75.7
13 | 10 | 12:00 | 77.58 | 12:00 | 77.19
14 | 10 | 13:00 | 75.15 | 13:00 | 74.77
15 | 10 | 14:00 | 74.74 | 14:00 | 74.37
16 | 10 | 15:00 | 71.88 | 15:00 | 71.52
17 | 10 | 16:00 | 41.68 | 16:00 | 41.48
18 | 10 | 17:00 | 5.33 | 17:00 | 5.3
19 | 10 | 18:00 | 0 | 18:00 | 0
20 | 10 | 19:00 | 0 | 19:00 | 0
21 | 10 | 20:00 | 0 | 20:00 | 0
22 | 10 | 21:00 | 0 | 21:00 | 0
23 | 10 | 22:00 | 0 | 22:00 | 0
24 | 10 | 23:00 | 0 | 23:00 | 0
1 | 10 | 0:00 | 0 | 0:00 | 0
2 | 10 | 1:00 | 0 | 1:00 | 0
3 | 10 | 2:00 | 0 | 2:00 | 0
4 | 10 | 3:00 | 0 | 3:00 | 0
5 | 10 | 4:00 | 0 | 4:00 | 0
6 | 10 | 5:00 | 0 | 5:00 | 0
7 | 10 | 6:00 | 8.55 | 6:00 | 8.51
8 | 10 | 7:00 | 47.16 | 7:00 | 46.92
9 | 10 | 8:00 | 71.81 | 8:00 | 71.45
10 | 10 | 9:00 | 77.99 | 9:00 | 77.6
11 | 10 | 10:00 | 74.33 | 10:00 | 73.96
12 | 10 | 11:00 | 69.64 | 11:00 | 69.29
13 | 10 | 12:00 | 69.74 | 12:00 | 69.39
14 | 10 | 13:00 | 67.32 | 13:00 | 66.98
15 | 10 | 14:00 | 65.39 | 14:00 | 65.06
16 | 10 | 15:00 | 63.4 | 15:00 | 63.08
17 | 10 | 16:00 | 36.47 | 16:00 | 36.29
18 | 10 | 17:00 | 3.99 | 17:00 | 3.97
19 | 10 | 18:00 | 0 | 18:00 | 0
20 | 10 | 19:00 | 0 | 19:00 | 0
21 | 10 | 20:00 | 0 | 20:00 | 0
22 | 10 | 21:00 | 0 | 21:00 | 0
23 | 10 | 22:00 | 0 | 22:00 | 0
24 | 10 | 23:00 | 0 | 23:00 | 0
1 | 10 | 0:00 | 0 | 0:00 | 0
2 | 10 | 1:00 | 0 | 1:00 | 0
3 | 10 | 2:00 | 0 | 2:00 | 0
4 | 10 | 3:00 | 0 | 3:00 | 0
5 | 10 | 4:00 | 0 | 4:00 | 0
6 | 10 | 5:00 | 0 | 5:00 | 0
7 | 10 | 6:00 | 7.91 | 6:00 | 7.87
8 | 10 | 7:00 | 45.56 | 7:00 | 45.33
9 | 10 | 8:00 | 71.58 | 8:00 | 71.22
10 | 10 | 9:00 | 76.89 | 9:00 | 76.5
11 | 10 | 10:00 | 75.97 | 10:00 | 75.59
12 | 10 | 11:00 | 74.34 | 11:00 | 73.97
13 | 10 | 12:00 | 74.7 | 12:00 | 74.32
14 | 10 | 13:00 | 70.68 | 13:00 | 70.33
15 | 10 | 14:00 | 72.27 | 14:00 | 71.91
16 | 10 | 15:00 | 68.57 | 15:00 | 68.23
17 | 10 | 16:00 | 36.87 | 16:00 | 36.69
18 | 10 | 17:00 | 3.74 | 17:00 | 3.72
19 | 10 | 18:00 | 0 | 18:00 | 0
20 | 10 | 19:00 | 0 | 19:00 | 0
21 | 10 | 20:00 | 0 | 20:00 | 0
22 | 10 | 21:00 | 0 | 21:00 | 0
23 | 10 | 22:00 | 0 | 22:00 | 0
24 | 10 | 23:00 | 0 | 23:00 | 0
1 | 10 | 0:00 | 0 | 0:00 | 0
2 | 10 | 1:00 | 0 | 1:00 | 0
3 | 10 | 2:00 | 0 | 2:00 | 0
4 | 10 | 3:00 | 0 | 3:00 | 0
5 | 10 | 4:00 | 0 | 4:00 | 0
6 | 10 | 5:00 | 0 | 5:00 | 0
7 | 10 | 6:00 | 7.63 | 6:00 | 7.6
8 | 10 | 7:00 | 46.58 | 7:00 | 46.35
9 | 10 | 8:00 | 76.92 | 8:00 | 76.53
10 | 10 | 9:00 | 82.1 | 9:00 | 81.69
11 | 10 | 10:00 | 84.85 | 10:00 | 84.42
12 | 10 | 11:00 | 84.45 | 11:00 | 84.02
13 | 10 | 12:00 | 85.01 | 12:00 | 84.59
14 | 10 | 13:00 | 80.05 | 13:00 | 79.65
15 | 10 | 14:00 | 82.23 | 14:00 | 81.81
16 | 10 | 15:00 | 74.41 | 15:00 | 74.04
17 | 10 | 16:00 | 37.65 | 16:00 | 37.46
18 | 10 | 17:00 | 3.33 | 17:00 | 3.31
19 | 10 | 18:00 | 0 | 18:00 | 0
20 | 10 | 19:00 | 0 | 19:00 | 0
21 | 10 | 20:00 | 0 | 20:00 | 0
22 | 10 | 21:00 | 0 | 21:00 | 0
23 | 10 | 22:00 | 0 | 22:00 | 0
24 | 10 | 23:00 | 0 | 23:00 | 0
1 | 10 | 0:00 | 0 | 0:00 | 0
2 | 10 | 1:00 | 0 | 1:00 | 0
3 | 10 | 2:00 | 0 | 2:00 | 0
4 | 10 | 3:00 | 0 | 3:00 | 0
5 | 10 | 4:00 | 0 | 4:00 | 0
6 | 10 | 5:00 | 0 | 5:00 | 0
7 | 10 | 6:00 | 7.54 | 6:00 | 7.5
8 | 10 | 7:00 | 42.99 | 7:00 | 42.77
9 | 10 | 8:00 | 66.04 | 8:00 | 65.71
10 | 10 | 9:00 | 72.58 | 9:00 | 72.22
11 | 10 | 10:00 | 70.59 | 10:00 | 70.24
12 | 10 | 11:00 | 68.54 | 11:00 | 68.2
13 | 10 | 12:00 | 68.25 | 12:00 | 67.9
14 | 10 | 13:00 | 69.69 | 13:00 | 69.34
15 | 10 | 14:00 | 72.76 | 14:00 | 72.4
16 | 10 | 15:00 | 67.32 | 15:00 | 66.98
17 | 10 | 16:00 | 35.35 | 16:00 | 35.17
18 | 10 | 17:00 | 3.23 | 17:00 | 3.22
19 | 10 | 18:00 | 0 | 18:00 | 0
20 | 10 | 19:00 | 0 | 19:00 | 0
21 | 10 | 20:00 | 0 | 20:00 | 0
22 | 10 | 21:00 | 0 | 21:00 | 0
23 | 10 | 22:00 | 0 | 22:00 | 0
24 | 10 | 23:00 | 0 | 23:00 | 0
1 | 10 | 0:00 | 0 | 0:00 | 0
2 | 10 | 1:00 | 0 | 1:00 | 0
3 | 10 | 2:00 | 0 | 2:00 | 0
4 | 10 | 3:00 | 0 | 3:00 | 0
5 | 10 | 4:00 | 0 | 4:00 | 0
6 | 10 | 5:00 | 0 | 5:00 | 0
7 | 10 | 6:00 | 7.17 | 6:00 | 7.14
8 | 10 | 7:00 | 41.59 | 7:00 | 41.38
9 | 10 | 8:00 | 65.06 | 8:00 | 64.73
10 | 10 | 9:00 | 69.86 | 9:00 | 69.51
11 | 10 | 10:00 | 69.62 | 10:00 | 69.27
12 | 10 | 11:00 | 66.77 | 11:00 | 66.43
13 | 10 | 12:00 | 65.59 | 12:00 | 65.26
14 | 10 | 13:00 | 65.3 | 13:00 | 64.97
15 | 10 | 14:00 | 64.93 | 14:00 | 64.6
16 | 10 | 15:00 | 64.19 | 15:00 | 63.87
17 | 10 | 16:00 | 33.82 | 16:00 | 33.65
18 | 10 | 17:00 | 2.65 | 17:00 | 2.63
19 | 10 | 18:00 | 0 | 18:00 | 0
20 | 10 | 19:00 | 0 | 19:00 | 0
21 | 10 | 20:00 | 0 | 20:00 | 0
22 | 10 | 21:00 | 0 | 21:00 | 0
23 | 10 | 22:00 | 0 | 22:00 | 0
24 | 10 | 23:00 | 0 | 23:00 | 0
1 | 10 | 0:00 | 0 | 0:00 | 0
2 | 10 | 1:00 | 0 | 1:00 | 0
3 | 10 | 2:00 | 0 | 2:00 | 0
4 | 10 | 3:00 | 0 | 3:00 | 0
5 | 10 | 4:00 | 0 | 4:00 | 0
6 | 10 | 5:00 | 0 | 5:00 | 0
7 | 10 | 6:00 | 5.72 | 6:00 | 5.69
8 | 10 | 7:00 | 36.25 | 7:00 | 36.07
9 | 10 | 8:00 | 59.47 | 8:00 | 59.18
10 | 10 | 9:00 | 63.11 | 9:00 | 62.79
11 | 10 | 10:00 | 63.53 | 10:00 | 63.21
12 | 10 | 11:00 | 62.88 | 11:00 | 62.56
13 | 10 | 12:00 | 62.53 | 12:00 | 62.22
14 | 10 | 13:00 | 63.2 | 13:00 | 62.88
15 | 10 | 14:00 | 60.12 | 14:00 | 59.82
16 | 10 | 15:00 | 54.21 | 15:00 | 53.94
17 | 10 | 16:00 | 29.76 | 16:00 | 29.61
18 | 10 | 17:00 | 1.82 | 17:00 | 1.81
19 | 10 | 18:00 | 0 | 18:00 | 0
20 | 10 | 19:00 | 0 | 19:00 | 0
21 | 10 | 20:00 | 0 | 20:00 | 0
22 | 10 | 21:00 | 0 | 21:00 | 0
23 | 10 | 22:00 | 0 | 22:00 | 0
24 | 10 | 23:00 | 0 | 23:00 | 0
1 | 10 | 0:00 | 0 | 0:00 | 0
2 | 10 | 1:00 | 0 | 1:00 | 0
3 | 10 | 2:00 | 0 | 2:00 | 0
4 | 10 | 3:00 | 0 | 3:00 | 0
5 | 10 | 4:00 | 0 | 4:00 | 0
6 | 10 | 5:00 | 0 | 5:00 | 0
7 | 10 | 6:00 | 5.29 | 6:00 | 5.26
8 | 10 | 7:00 | 33.64 | 7:00 | 33.48
9 | 10 | 8:00 | 57.36 | 8:00 | 57.07
10 | 10 | 9:00 | 61.63 | 9:00 | 61.32
11 | 10 | 10:00 | 62.92 | 10:00 | 62.6
12 | 10 | 11:00 | 61.89 | 11:00 | 61.58
13 | 10 | 12:00 | 56.9 | 12:00 | 56.61
14 | 10 | 13:00 | 60.24 | 13:00 | 59.94
15 | 10 | 14:00 | 63.44 | 14:00 | 63.12
16 | 10 | 15:00 | 59.73 | 15:00 | 59.43
17 | 10 | 16:00 | 28.35 | 16:00 | 28.21
18 | 10 | 17:00 | 1.72 | 17:00 | 1.71
19 | 10 | 18:00 | 0 | 18:00 | 0
20 | 10 | 19:00 | 0 | 19:00 | 0
21 | 10 | 20:00 | 0 | 20:00 | 0
22 | 10 | 21:00 | 0 | 21:00 | 0
23 | 10 | 22:00 | 0 | 22:00 | 0
24 | 10 | 23:00 | 0 | 23:00 | 0
1 | 10 | 0:00 | 0 | 0:00 | 0
2 | 10 | 1:00 | 0 | 1:00 | 0
3 | 10 | 2:00 | 0 | 2:00 | 0
4 | 10 | 3:00 | 0 | 3:00 | 0
5 | 10 | 4:00 | 0 | 4:00 | 0
6 | 10 | 5:00 | 0 | 5:00 | 0
7 | 10 | 6:00 | 4.3 | 6:00 | 4.28
8 | 10 | 7:00 | 28.53 | 7:00 | 28.39
9 | 10 | 8:00 | 42.56 | 8:00 | 42.35
10 | 10 | 9:00 | 51.89 | 9:00 | 51.63
11 | 10 | 10:00 | 55.6 | 10:00 | 55.32
12 | 10 | 11:00 | 58.69 | 11:00 | 58.4
13 | 10 | 12:00 | 60.12 | 12:00 | 59.82
14 | 10 | 13:00 | 61.5 | 13:00 | 61.19
15 | 10 | 14:00 | 59.77 | 14:00 | 59.47
16 | 10 | 15:00 | 50.4 | 15:00 | 50.15
17 | 10 | 16:00 | 25.04 | 16:00 | 24.91
18 | 10 | 17:00 | 0.96 | 17:00 | 0.95
19 | 10 | 18:00 | 0 | 18:00 | 0
20 | 10 | 19:00 | 0 | 19:00 | 0
21 | 10 | 20:00 | 0 | 20:00 | 0
22 | 10 | 21:00 | 0 | 21:00 | 0
23 | 10 | 22:00 | 0 | 22:00 | 0
24 | 10 | 23:00 | 0 | 23:00 | 0
1 | 10 | 0:00 | 0 | 0:00 | 0
2 | 10 | 1:00 | 0 | 1:00 | 0
3 | 10 | 2:00 | 0 | 2:00 | 0
4 | 10 | 3:00 | 0 | 3:00 | 0
5 | 10 | 4:00 | 0 | 4:00 | 0
6 | 10 | 5:00 | 0 | 5:00 | 0
7 | 10 | 6:00 | 4.71 | 6:00 | 4.69
8 | 10 | 7:00 | 32.4 | 7:00 | 32.23
9 | 10 | 8:00 | 56.61 | 8:00 | 56.32
10 | 10 | 9:00 | 63.06 | 9:00 | 62.75
11 | 10 | 10:00 | 63.32 | 10:00 | 63
12 | 10 | 11:00 | 62.81 | 11:00 | 62.49
13 | 10 | 12:00 | 64.23 | 12:00 | 63.91
14 | 10 | 13:00 | 67.46 | 13:00 | 67.12
15 | 10 | 14:00 | 62.27 | 14:00 | 61.96
16 | 10 | 15:00 | 61.41 | 15:00 | 61.1
17 | 10 | 16:00 | 28.31 | 16:00 | 28.17
18 | 10 | 17:00 | 1.06 | 17:00 | 1.05
19 | 10 | 18:00 | 0 | 18:00 | 0
20 | 10 | 19:00 | 0 | 19:00 | 0
21 | 10 | 20:00 | 0 | 20:00 | 0
22 | 10 | 21:00 | 0 | 21:00 | 0
23 | 10 | 22:00 | 0 | 22:00 | 0
24 | 10 | 23:00 | 0 | 23:00 | 0
1 | 10 | 0:00 | 0 | 0:00 | 0
2 | 10 | 1:00 | 0 | 1:00 | 0
3 | 10 | 2:00 | 0 | 2:00 | 0
4 | 10 | 3:00 | 0 | 3:00 | 0
5 | 10 | 4:00 | 0 | 4:00 | 0
6 | 10 | 5:00 | 0 | 5:00 | 0
7 | 10 | 6:00 | 5.31 | 6:00 | 5.28
8 | 10 | 7:00 | 40.7 | 7:00 | 40.5
9 | 10 | 8:00 | 67.94 | 8:00 | 67.6
10 | 10 | 9:00 | 74.21 | 9:00 | 73.84
11 | 10 | 10:00 | 76.49 | 10:00 | 76.11
12 | 10 | 11:00 | 76.16 | 11:00 | 75.78
13 | 10 | 12:00 | 73.96 | 12:00 | 73.59
14 | 10 | 13:00 | 70.76 | 13:00 | 70.4
15 | 10 | 14:00 | 73.82 | 14:00 | 73.46
16 | 10 | 15:00 | 62.06 | 15:00 | 61.75
17 | 10 | 16:00 | 30.13 | 16:00 | 29.98
18 | 10 | 17:00 | 1.07 | 17:00 | 1.06
19 | 10 | 18:00 | 0 | 18:00 | 0
20 | 10 | 19:00 | 0 | 19:00 | 0
21 | 10 | 20:00 | 0 | 20:00 | 0
22 | 10 | 21:00 | 0 | 21:00 | 0
23 | 10 | 22:00 | 0 | 22:00 | 0
24 | 10 | 23:00 | 0 | 23:00 | 0
1 | 10 | 0:00 | 0 | 0:00 | 0
2 | 10 | 1:00 | 0 | 1:00 | 0
3 | 10 | 2:00 | 0 | 2:00 | 0
4 | 10 | 3:00 | 0 | 3:00 | 0
5 | 10 | 4:00 | 0 | 4:00 | 0
6 | 10 | 5:00 | 0 | 5:00 | 0
7 | 10 | 6:00 | 5.89 | 6:00 | 5.86
8 | 10 | 7:00 | 45.3 | 7:00 | 45.07
9 | 10 | 8:00 | 72.01 | 8:00 | 71.65
10 | 10 | 9:00 | 74.15 | 9:00 | 73.78
11 | 10 | 10:00 | 74.12 | 10:00 | 73.75
12 | 10 | 11:00 | 73.3 | 11:00 | 72.94
13 | 10 | 12:00 | 71.57 | 12:00 | 71.21
14 | 10 | 13:00 | 69.55 | 13:00 | 69.2
15 | 10 | 14:00 | 72.65 | 14:00 | 72.29
16 | 10 | 15:00 | 70.2 | 15:00 | 69.85
17 | 10 | 16:00 | 30.83 | 16:00 | 30.67
18 | 10 | 17:00 | 0.78 | 17:00 | 0.77
19 | 10 | 18:00 | 0 | 18:00 | 0
20 | 10 | 19:00 | 0 | 19:00 | 0
21 | 10 | 20:00 | 0 | 20:00 | 0
22 | 10 | 21:00 | 0 | 21:00 | 0
23 | 10 | 22:00 | 0 | 22:00 | 0
24 | 10 | 23:00 | 0 | 23:00 | 0
1 | 10 | 0:00 | 0 | 0:00 | 0
2 | 10 | 1:00 | 0 | 1:00 | 0
3 | 10 | 2:00 | 0 | 2:00 | 0
4 | 10 | 3:00 | 0 | 3:00 | 0
5 | 10 | 4:00 | 0 | 4:00 | 0
6 | 10 | 5:00 | 0 | 5:00 | 0
7 | 10 | 6:00 | 4.53 | 6:00 | 4.51
8 | 10 | 7:00 | 36.86 | 7:00 | 36.68
9 | 10 | 8:00 | 64.05 | 8:00 | 63.73
10 | 10 | 9:00 | 67.8 | 9:00 | 67.46
11 | 10 | 10:00 | 71.55 | 10:00 | 71.19
12 | 10 | 11:00 | 71.73 | 11:00 | 71.37
13 | 10 | 12:00 | 72.75 | 12:00 | 72.39
14 | 10 | 13:00 | 76.45 | 13:00 | 76.07
15 | 10 | 14:00 | 77.68 | 14:00 | 77.29
16 | 10 | 15:00 | 70.41 | 15:00 | 70.06
17 | 10 | 16:00 | 29.36 | 16:00 | 29.21
18 | 10 | 17:00 | 0.66 | 17:00 | 0.66
19 | 10 | 18:00 | 0 | 18:00 | 0
20 | 10 | 19:00 | 0 | 19:00 | 0
21 | 10 | 20:00 | 0 | 20:00 | 0
22 | 10 | 21:00 | 0 | 21:00 | 0
23 | 10 | 22:00 | 0 | 22:00 | 0
24 | 10 | 23:00 | 0 | 23:00 | 0
1 | 10 | 0:00 | 0 | 0:00 | 0
2 | 10 | 1:00 | 0 | 1:00 | 0
3 | 10 | 2:00 | 0 | 2:00 | 0
4 | 10 | 3:00 | 0 | 3:00 | 0
5 | 10 | 4:00 | 0 | 4:00 | 0
6 | 10 | 5:00 | 0 | 5:00 | 0
7 | 10 | 6:00 | 4.72 | 6:00 | 4.69
8 | 10 | 7:00 | 38.4 | 7:00 | 38.21
9 | 10 | 8:00 | 61.04 | 8:00 | 60.74
10 | 10 | 9:00 | 65.87 | 9:00 | 65.54
11 | 10 | 10:00 | 65.6 | 10:00 | 65.27
12 | 10 | 11:00 | 66.55 | 11:00 | 66.21
13 | 10 | 12:00 | 65.54 | 12:00 | 65.21
14 | 10 | 13:00 | 65.84 | 13:00 | 65.51
15 | 10 | 14:00 | 67.01 | 14:00 | 66.67
16 | 10 | 15:00 | 64.38 | 15:00 | 64.06
17 | 10 | 16:00 | 27.97 | 16:00 | 27.83
18 | 10 | 17:00 | 0.41 | 17:00 | 0.41
19 | 10 | 18:00 | 0 | 18:00 | 0
20 | 10 | 19:00 | 0 | 19:00 | 0
21 | 10 | 20:00 | 0 | 20:00 | 0
22 | 10 | 21:00 | 0 | 21:00 | 0
23 | 10 | 22:00 | 0 | 22:00 | 0
24 | 10 | 23:00 | 0 | 23:00 | 0
1 | 10 | 0:00 | 0 | 0:00 | 0
2 | 10 | 1:00 | 0 | 1:00 | 0
3 | 10 | 2:00 | 0 | 2:00 | 0
4 | 10 | 3:00 | 0 | 3:00 | 0
5 | 10 | 4:00 | 0 | 4:00 | 0
6 | 10 | 5:00 | 0 | 5:00 | 0
7 | 10 | 6:00 | 4.67 | 6:00 | 4.64
8 | 10 | 7:00 | 43.63 | 7:00 | 43.41
9 | 10 | 8:00 | 76.93 | 8:00 | 76.54
10 | 10 | 9:00 | 77.48 | 9:00 | 77.1
11 | 10 | 10:00 | 79.69 | 10:00 | 79.29
12 | 10 | 11:00 | 77.7 | 11:00 | 77.31
13 | 10 | 12:00 | 77.89 | 12:00 | 77.5
14 | 10 | 13:00 | 76.67 | 13:00 | 76.29
15 | 10 | 14:00 | 79.68 | 14:00 | 79.28
16 | 10 | 15:00 | 65.57 | 15:00 | 65.25
17 | 10 | 16:00 | 26.43 | 16:00 | 26.3
18 | 10 | 17:00 | 0.28 | 17:00 | 0.28
19 | 10 | 18:00 | 0 | 18:00 | 0
20 | 10 | 19:00 | 0 | 19:00 | 0
21 | 10 | 20:00 | 0 | 20:00 | 0
22 | 10 | 21:00 | 0 | 21:00 | 0
23 | 10 | 22:00 | 0 | 22:00 | 0
24 | 10 | 23:00 | 0 | 23:00 | 0
1 | 10 | 0:00 | 0 | 0:00 | 0
2 | 10 | 1:00 | 0 | 1:00 | 0
3 | 10 | 2:00 | 0 | 2:00 | 0
4 | 10 | 3:00 | 0 | 3:00 | 0
5 | 10 | 4:00 | 0 | 4:00 | 0
6 | 10 | 5:00 | 0 | 5:00 | 0
7 | 10 | 6:00 | 3.95 | 6:00 | 3.93
8 | 10 | 7:00 | 35.82 | 7:00 | 35.64
9 | 10 | 8:00 | 61.91 | 8:00 | 61.61
10 | 10 | 9:00 | 67.82 | 9:00 | 67.48
11 | 10 | 10:00 | 74.5 | 10:00 | 74.13
12 | 10 | 11:00 | 75.22 | 11:00 | 74.84
13 | 10 | 12:00 | 76.25 | 12:00 | 75.87
14 | 10 | 13:00 | 77.44 | 13:00 | 77.05
15 | 10 | 14:00 | 76.26 | 14:00 | 75.88
16 | 10 | 15:00 | 69.86 | 15:00 | 69.51
17 | 10 | 16:00 | 29.08 | 16:00 | 28.94
18 | 10 | 17:00 | 0.11 | 17:00 | 0.11
19 | 10 | 18:00 | 0 | 18:00 | 0
20 | 10 | 19:00 | 0 | 19:00 | 0
21 | 10 | 20:00 | 0 | 20:00 | 0
22 | 10 | 21:00 | 0 | 21:00 | 0
23 | 10 | 22:00 | 0 | 22:00 | 0
24 | 10 | 23:00 | 0 | 23:00 | 0
1 | 10 | 0:00 | 0 | 0:00 | 0
2 | 10 | 1:00 | 0 | 1:00 | 0
3 | 10 | 2:00 | 0 | 2:00 | 0
4 | 10 | 3:00 | 0 | 3:00 | 0
5 | 10 | 4:00 | 0 | 4:00 | 0
6 | 10 | 5:00 | 0 | 5:00 | 0
7 | 10 | 6:00 | 4.6 | 6:00 | 4.57
8 | 10 | 7:00 | 42.19 | 7:00 | 41.98
9 | 10 | 8:00 | 73.32 | 8:00 | 72.95
10 | 10 | 9:00 | 75.58 | 9:00 | 75.2
11 | 10 | 10:00 | 76.51 | 10:00 | 76.13
12 | 10 | 11:00 | 75.53 | 11:00 | 75.15
13 | 10 | 12:00 | 76.14 | 12:00 | 75.76
14 | 10 | 13:00 | 80.13 | 13:00 | 79.73
15 | 10 | 14:00 | 79.72 | 14:00 | 79.32
16 | 10 | 15:00 | 74.19 | 15:00 | 73.82
17 | 10 | 16:00 | 31.13 | 16:00 | 30.97
18 | 10 | 17:00 | 0 | 17:00 | 0
19 | 10 | 18:00 | 0 | 18:00 | 0
20 | 10 | 19:00 | 0 | 19:00 | 0
21 | 10 | 20:00 | 0 | 20:00 | 0
22 | 10 | 21:00 | 0 | 21:00 | 0
23 | 10 | 22:00 | 0 | 22:00 | 0
24 | 10 | 23:00 | 0 | 23:00 | 0
1 | 10 | 0:00 | 0 | 0:00 | 0
2 | 10 | 1:00 | 0 | 1:00 | 0
3 | 10 | 2:00 | 0 | 2:00 | 0
4 | 10 | 3:00 | 0 | 3:00 | 0
5 | 10 | 4:00 | 0 | 4:00 | 0
6 | 10 | 5:00 | 0 | 5:00 | 0
7 | 10 | 6:00 | 3.61 | 6:00 | 3.59
8 | 10 | 7:00 | 36.99 | 7:00 | 36.81
9 | 10 | 8:00 | 67.02 | 8:00 | 66.68
10 | 10 | 9:00 | 75.42 | 9:00 | 75.04
11 | 10 | 10:00 | 78.53 | 10:00 | 78.14
12 | 10 | 11:00 | 78.02 | 11:00 | 77.63
13 | 10 | 12:00 | 73.27 | 12:00 | 72.9
14 | 10 | 13:00 | 70.78 | 13:00 | 70.43
15 | 10 | 14:00 | 67.75 | 14:00 | 67.41
16 | 10 | 15:00 | 60.81 | 15:00 | 60.5
17 | 10 | 16:00 | 22.48 | 16:00 | 22.37
18 | 10 | 17:00 | 0 | 17:00 | 0
19 | 10 | 18:00 | 0 | 18:00 | 0
20 | 10 | 19:00 | 0 | 19:00 | 0
21 | 10 | 20:00 | 0 | 20:00 | 0
22 | 10 | 21:00 | 0 | 21:00 | 0
23 | 10 | 22:00 | 0 | 22:00 | 0
24 | 10 | 23:00 | 0 | 23:00 | 0
1 | 10 | 0:00 | 0 | 0:00 | 0
2 | 10 | 1:00 | 0 | 1:00 | 0
3 | 10 | 2:00 | 0 | 2:00 | 0
4 | 10 | 3:00 | 0 | 3:00 | 0
5 | 10 | 4:00 | 0 | 4:00 | 0
6 | 10 | 5:00 | 0 | 5:00 | 0
7 | 10 | 6:00 | 3.23 | 6:00 | 3.21
8 | 10 | 7:00 | 36.65 | 7:00 | 36.47
9 | 10 | 8:00 | 67.07 | 8:00 | 66.73
10 | 10 | 9:00 | 72.68 | 9:00 | 72.31
11 | 10 | 10:00 | 73.98 | 10:00 | 73.62
12 | 10 | 11:00 | 70.44 | 11:00 | 70.09
13 | 10 | 12:00 | 66.19 | 12:00 | 65.86
14 | 10 | 13:00 | 69.55 | 13:00 | 69.2
15 | 10 | 14:00 | 70.94 | 14:00 | 70.59
16 | 10 | 15:00 | 64.17 | 15:00 | 63.85
17 | 10 | 16:00 | 23.17 | 16:00 | 23.05
18 | 10 | 17:00 | 0 | 17:00 | 0
19 | 10 | 18:00 | 0 | 18:00 | 0
20 | 10 | 19:00 | 0 | 19:00 | 0
21 | 10 | 20:00 | 0 | 20:00 | 0
22 | 10 | 21:00 | 0 | 21:00 | 0
23 | 10 | 22:00 | 0 | 22:00 | 0
24 | 10 | 23:00 | 0 | 23:00 | 0
1 | 10 | 0:00 | 0 | 0:00 | 0
2 | 10 | 1:00 | 0 | 1:00 | 0
3 | 10 | 2:00 | 0 | 2:00 | 0
4 | 10 | 3:00 | 0 | 3:00 | 0
5 | 10 | 4:00 | 0 | 4:00 | 0
6 | 10 | 5:00 | 0 | 5:00 | 0
7 | 10 | 6:00 | 2.07 | 6:00 | 2.06
8 | 10 | 7:00 | 25.25 | 7:00 | 25.13
9 | 10 | 8:00 | 47.11 | 8:00 | 46.88
10 | 10 | 9:00 | 51.24 | 9:00 | 50.98
11 | 10 | 10:00 | 56.86 | 10:00 | 56.58
12 | 10 | 11:00 | 57.07 | 11:00 | 56.79
13 | 10 | 12:00 | 54.32 | 12:00 | 54.05
14 | 10 | 13:00 | 53.92 | 13:00 | 53.65
15 | 10 | 14:00 | 54.05 | 14:00 | 53.78
16 | 10 | 15:00 | 52.78 | 15:00 | 52.52
17 | 10 | 16:00 | 20.08 | 16:00 | 19.98
18 | 10 | 17:00 | 0 | 17:00 | 0
19 | 10 | 18:00 | 0 | 18:00 | 0
20 | 10 | 19:00 | 0 | 19:00 | 0
21 | 10 | 20:00 | 0 | 20:00 | 0
22 | 10 | 21:00 | 0 | 21:00 | 0
23 | 10 | 22:00 | 0 | 22:00 | 0
24 | 10 | 23:00 | 0 | 23:00 | 0
1 | 10 | 0:00 | 0 | 0:00 | 0
2 | 10 | 1:00 | 0 | 1:00 | 0
3 | 10 | 2:00 | 0 | 2:00 | 0
4 | 10 | 3:00 | 0 | 3:00 | 0
5 | 10 | 4:00 | 0 | 4:00 | 0
6 | 10 | 5:00 | 0 | 5:00 | 0
7 | 10 | 6:00 | 3.26 | 6:00 | 3.24
8 | 10 | 7:00 | 37.7 | 7:00 | 37.52
9 | 10 | 8:00 | 63.96 | 8:00 | 63.64
10 | 10 | 9:00 | 72.18 | 9:00 | 71.82
11 | 10 | 10:00 | 75.9 | 10:00 | 75.52
12 | 10 | 11:00 | 71 | 11:00 | 70.65
13 | 10 | 12:00 | 67.43 | 12:00 | 67.09
14 | 10 | 13:00 | 70.37 | 13:00 | 70.02
15 | 10 | 14:00 | 69.99 | 14:00 | 69.64
16 | 10 | 15:00 | 59.8 | 15:00 | 59.5
17 | 10 | 16:00 | 22.63 | 16:00 | 22.52
18 | 10 | 17:00 | 0 | 17:00 | 0
19 | 10 | 18:00 | 0 | 18:00 | 0
20 | 10 | 19:00 | 0 | 19:00 | 0
21 | 10 | 20:00 | 0 | 20:00 | 0
22 | 10 | 21:00 | 0 | 21:00 | 0
23 | 10 | 22:00 | 0 | 22:00 | 0
24 | 10 | 23:00 | 0 | 23:00 | 0
1 | 10 | 0:00 | 0 | 0:00 | 0
2 | 10 | 1:00 | 0 | 1:00 | 0
3 | 10 | 2:00 | 0 | 2:00 | 0
4 | 10 | 3:00 | 0 | 3:00 | 0
5 | 10 | 4:00 | 0 | 4:00 | 0
6 | 10 | 5:00 | 0 | 5:00 | 0
7 | 10 | 6:00 | 2.11 | 6:00 | 2.1
8 | 10 | 7:00 | 30.48 | 7:00 | 30.33
9 | 10 | 8:00 | 57.66 | 8:00 | 57.37
10 | 10 | 9:00 | 62.86 | 9:00 | 62.54
11 | 10 | 10:00 | 65.32 | 10:00 | 64.99
12 | 10 | 11:00 | 63.74 | 11:00 | 63.42
13 | 10 | 12:00 | 62.36 | 12:00 | 62.04
14 | 10 | 13:00 | 61.46 | 13:00 | 61.15
15 | 10 | 14:00 | 60.09 | 14:00 | 59.79
16 | 10 | 15:00 | 51.48 | 15:00 | 51.22
17 | 10 | 16:00 | 17.83 | 16:00 | 17.74
18 | 10 | 17:00 | 0 | 17:00 | 0
19 | 10 | 18:00 | 0 | 18:00 | 0
20 | 10 | 19:00 | 0 | 19:00 | 0
21 | 10 | 20:00 | 0 | 20:00 | 0
22 | 10 | 21:00 | 0 | 21:00 | 0
23 | 10 | 22:00 | 0 | 22:00 | 0
24 | 10 | 23:00 | 0 | 23:00 | 0
1 | 10 | 0:00 | 0 | 0:00 | 0
2 | 10 | 1:00 | 0 | 1:00 | 0
3 | 10 | 2:00 | 0 | 2:00 | 0
4 | 10 | 3:00 | 0 | 3:00 | 0
5 | 10 | 4:00 | 0 | 4:00 | 0
6 | 10 | 5:00 | 0 | 5:00 | 0
7 | 10 | 6:00 | 1.63 | 6:00 | 1.62
8 | 10 | 7:00 | 27.06 | 7:00 | 26.92
9 | 10 | 8:00 | 53.47 | 8:00 | 53.2
10 | 10 | 9:00 | 59.04 | 9:00 | 58.74
11 | 10 | 10:00 | 61.66 | 10:00 | 61.35
12 | 10 | 11:00 | 59.73 | 11:00 | 59.44
13 | 10 | 12:00 | 59.7 | 12:00 | 59.4
14 | 10 | 13:00 | 58.45 | 13:00 | 58.15
15 | 10 | 14:00 | 55.52 | 14:00 | 55.24
16 | 10 | 15:00 | 46.03 | 15:00 | 45.8
17 | 10 | 16:00 | 14.99 | 16:00 | 14.91
18 | 10 | 17:00 | 0 | 17:00 | 0
19 | 10 | 18:00 | 0 | 18:00 | 0
20 | 10 | 19:00 | 0 | 19:00 | 0
21 | 10 | 20:00 | 0 | 20:00 | 0
22 | 10 | 21:00 | 0 | 21:00 | 0
23 | 10 | 22:00 | 0 | 22:00 | 0
24 | 10 | 23:00 | 0 | 23:00 | 0
1 | 10 | 0:00 | 0 | 0:00 | 0
2 | 10 | 1:00 | 0 | 1:00 | 0
3 | 10 | 2:00 | 0 | 2:00 | 0
4 | 10 | 3:00 | 0 | 3:00 | 0
5 | 10 | 4:00 | 0 | 4:00 | 0
6 | 10 | 5:00 | 0 | 5:00 | 0
7 | 10 | 6:00 | 1.86 | 6:00 | 1.85
8 | 10 | 7:00 | 29.2 | 7:00 | 29.05
9 | 10 | 8:00 | 57.14 | 8:00 | 56.85
10 | 10 | 9:00 | 60.95 | 9:00 | 60.64
11 | 10 | 10:00 | 60.61 | 10:00 | 60.31
12 | 10 | 11:00 | 57.57 | 11:00 | 57.29
13 | 10 | 12:00 | 55.05 | 12:00 | 54.77
14 | 10 | 13:00 | 59.72 | 13:00 | 59.42
15 | 10 | 14:00 | 56.61 | 14:00 | 56.32
16 | 10 | 15:00 | 50.34 | 15:00 | 50.09
17 | 10 | 16:00 | 19.49 | 16:00 | 19.4
18 | 10 | 17:00 | 0 | 17:00 | 0
19 | 10 | 18:00 | 0 | 18:00 | 0
20 | 10 | 19:00 | 0 | 19:00 | 0
21 | 10 | 20:00 | 0 | 20:00 | 0
22 | 10 | 21:00 | 0 | 21:00 | 0
23 | 10 | 22:00 | 0 | 22:00 | 0
24 | 10 | 23:00 | 0 | 23:00 | 0
1 | 10 | 0:00 | 0 | 0:00 | 0
2 | 10 | 1:00 | 0 | 1:00 | 0
3 | 10 | 2:00 | 0 | 2:00 | 0
4 | 10 | 3:00 | 0 | 3:00 | 0
5 | 10 | 4:00 | 0 | 4:00 | 0
6 | 10 | 5:00 | 0 | 5:00 | 0
7 | 10 | 6:00 | 1.49 | 6:00 | 1.48
8 | 10 | 7:00 | 32.79 | 7:00 | 32.62
9 | 10 | 8:00 | 63.47 | 8:00 | 63.15
10 | 10 | 9:00 | 68.53 | 9:00 | 68.19
11 | 10 | 10:00 | 70.52 | 10:00 | 70.17
12 | 10 | 11:00 | 67.4 | 11:00 | 67.06
13 | 10 | 12:00 | 68.52 | 12:00 | 68.18
14 | 10 | 13:00 | 67.53 | 13:00 | 67.19
15 | 10 | 14:00 | 70.47 | 14:00 | 70.11
16 | 10 | 15:00 | 60.76 | 15:00 | 60.45
17 | 10 | 16:00 | 20.19 | 16:00 | 20.09
18 | 10 | 17:00 | 0 | 17:00 | 0
19 | 10 | 18:00 | 0 | 18:00 | 0
20 | 10 | 19:00 | 0 | 19:00 | 0
21 | 10 | 20:00 | 0 | 20:00 | 0
22 | 10 | 21:00 | 0 | 21:00 | 0
23 | 10 | 22:00 | 0 | 22:00 | 0
24 | 10 | 23:00 | 0 | 23:00 | 0
1 | 10 | 0:00 | 0 | 0:00 | 0
2 | 10 | 1:00 | 0 | 1:00 | 0
3 | 10 | 2:00 | 0 | 2:00 | 0
4 | 10 | 3:00 | 0 | 3:00 | 0
5 | 10 | 4:00 | 0 | 4:00 | 0
6 | 10 | 5:00 | 0 | 5:00 | 0
7 | 10 | 6:00 | 1.69 | 6:00 | 1.68
8 | 10 | 7:00 | 36.58 | 7:00 | 36.39
9 | 10 | 8:00 | 73.11 | 8:00 | 72.75
10 | 10 | 9:00 | 75.66 | 9:00 | 75.28
11 | 10 | 10:00 | 74.52 | 10:00 | 74.15
12 | 10 | 11:00 | 71.82 | 11:00 | 71.46
13 | 10 | 12:00 | 72.44 | 12:00 | 72.08
14 | 10 | 13:00 | 73.72 | 13:00 | 73.35
15 | 10 | 14:00 | 75.38 | 14:00 | 75
16 | 10 | 15:00 | 65.22 | 15:00 | 64.9
17 | 10 | 16:00 | 21.39 | 16:00 | 21.28
18 | 10 | 17:00 | 0 | 17:00 | 0
19 | 10 | 18:00 | 0 | 18:00 | 0
20 | 10 | 19:00 | 0 | 19:00 | 0
21 | 10 | 20:00 | 0 | 20:00 | 0
22 | 10 | 21:00 | 0 | 21:00 | 0
23 | 10 | 22:00 | 0 | 22:00 | 0
24 | 10 | 23:00 | 0 | 23:00 | 0
1 | 10 | 0:00 | 0 | 0:00 | 0
2 | 10 | 1:00 | 0 | 1:00 | 0
3 | 10 | 2:00 | 0 | 2:00 | 0
4 | 10 | 3:00 | 0 | 3:00 | 0
5 | 10 | 4:00 | 0 | 4:00 | 0
6 | 10 | 5:00 | 0 | 5:00 | 0
7 | 10 | 6:00 | 1.12 | 6:00 | 1.11
8 | 10 | 7:00 | 30.27 | 7:00 | 30.12
9 | 10 | 8:00 | 61.72 | 8:00 | 61.41
10 | 10 | 9:00 | 68.79 | 9:00 | 68.44
11 | 10 | 10:00 | 67.37 | 10:00 | 67.04
12 | 10 | 11:00 | 65.08 | 11:00 | 64.75
13 | 10 | 12:00 | 64.1 | 12:00 | 63.78
14 | 10 | 13:00 | 63.96 | 13:00 | 63.64
15 | 10 | 14:00 | 65.84 | 14:00 | 65.51
16 | 10 | 15:00 | 48.71 | 15:00 | 48.47
17 | 10 | 16:00 | 15.29 | 16:00 | 15.21
18 | 10 | 17:00 | 0 | 17:00 | 0
19 | 10 | 18:00 | 0 | 18:00 | 0
20 | 10 | 19:00 | 0 | 19:00 | 0
21 | 10 | 20:00 | 0 | 20:00 | 0
22 | 10 | 21:00 | 0 | 21:00 | 0
23 | 10 | 22:00 | 0 | 22:00 | 0
24 | 10 | 23:00 | 0 | 23:00 | 0
1 | 10 | 0:00 | 0 | 0:00 | 0
2 | 10 | 1:00 | 0 | 1:00 | 0
3 | 10 | 2:00 | 0 | 2:00 | 0
4 | 10 | 3:00 | 0 | 3:00 | 0
5 | 10 | 4:00 | 0 | 4:00 | 0
6 | 10 | 5:00 | 0 | 5:00 | 0
7 | 10 | 6:00 | 0.75 | 6:00 | 0.74
8 | 10 | 7:00 | 24.49 | 7:00 | 24.37
9 | 10 | 8:00 | 54.83 | 8:00 | 54.56
10 | 10 | 9:00 | 57.82 | 9:00 | 57.54
11 | 10 | 10:00 | 60.3 | 10:00 | 60
12 | 10 | 11:00 | 56.44 | 11:00 | 56.15
13 | 10 | 12:00 | 54.35 | 12:00 | 54.08
14 | 10 | 13:00 | 54.45 | 13:00 | 54.18
15 | 10 | 14:00 | 55.53 | 14:00 | 55.26
16 | 10 | 15:00 | 46.93 | 15:00 | 46.7
17 | 10 | 16:00 | 14.41 | 16:00 | 14.34
18 | 10 | 17:00 | 0 | 17:00 | 0
19 | 10 | 18:00 | 0 | 18:00 | 0
20 | 10 | 19:00 | 0 | 19:00 | 0
21 | 10 | 20:00 | 0 | 20:00 | 0
22 | 10 | 21:00 | 0 | 21:00 | 0
23 | 10 | 22:00 | 0 | 22:00 | 0
24 | 10 | 23:00 | 0 | 23:00 | 0
1 | 10 | 0:00 | 0 | 0:00 | 0
2 | 10 | 1:00 | 0 | 1:00 | 0
3 | 10 | 2:00 | 0 | 2:00 | 0
4 | 10 | 3:00 | 0 | 3:00 | 0
5 | 10 | 4:00 | 0 | 4:00 | 0
6 | 10 | 5:00 | 0 | 5:00 | 0
7 | 10 | 6:00 | 0.68 | 6:00 | 0.68
8 | 10 | 7:00 | 27.76 | 7:00 | 27.62
9 | 10 | 8:00 | 58.13 | 8:00 | 57.84
10 | 10 | 9:00 | 62.36 | 9:00 | 62.05
11 | 10 | 10:00 | 62.94 | 10:00 | 62.63
12 | 10 | 11:00 | 61.14 | 11:00 | 60.83
13 | 10 | 12:00 | 60.59 | 12:00 | 60.29
14 | 10 | 13:00 | 63.73 | 13:00 | 63.41
15 | 10 | 14:00 | 64.47 | 14:00 | 64.14
16 | 10 | 15:00 | 51.95 | 15:00 | 51.69
17 | 10 | 16:00 | 15.78 | 16:00 | 15.71
18 | 10 | 17:00 | 0 | 17:00 | 0
19 | 10 | 18:00 | 0 | 18:00 | 0
20 | 10 | 19:00 | 0 | 19:00 | 0
21 | 10 | 20:00 | 0 | 20:00 | 0
22 | 10 | 21:00 | 0 | 21:00 | 0
23 | 10 | 22:00 | 0 | 22:00 | 0
24 | 10 | 23:00 | 0 | 23:00 | 0
1 | 10 | 0:00 | 0 | 0:00 | 0
2 | 10 | 1:00 | 0 | 1:00 | 0
3 | 10 | 2:00 | 0 | 2:00 | 0
4 | 10 | 3:00 | 0 | 3:00 | 0
5 | 10 | 4:00 | 0 | 4:00 | 0
6 | 10 | 5:00 | 0 | 5:00 | 0
7 | 10 | 6:00 | 0.61 | 6:00 | 0.61
8 | 10 | 7:00 | 28.09 | 7:00 | 27.95
9 | 10 | 8:00 | 62.57 | 8:00 | 62.26
10 | 10 | 9:00 | 66.57 | 9:00 | 66.23
11 | 10 | 10:00 | 65.3 | 10:00 | 64.97
12 | 10 | 11:00 | 61.99 | 11:00 | 61.68
13 | 10 | 12:00 | 60.06 | 12:00 | 59.76
14 | 10 | 13:00 | 62.96 | 13:00 | 62.64
15 | 10 | 14:00 | 65.36 | 14:00 | 65.03
16 | 10 | 15:00 | 55.52 | 15:00 | 55.24
17 | 10 | 16:00 | 16.4 | 16:00 | 16.32
18 | 10 | 17:00 | 0 | 17:00 | 0
19 | 10 | 18:00 | 0 | 18:00 | 0
20 | 10 | 19:00 | 0 | 19:00 | 0
21 | 10 | 20:00 | 0 | 20:00 | 0
22 | 10 | 21:00 | 0 | 21:00 | 0
23 | 10 | 22:00 | 0 | 22:00 | 0
24 | 10 | 23:00 | 0 | 23:00 | 0
1 | 11 | 0:00 | 0 | 0:00 | 0
2 | 11 | 1:00 | 0 | 1:00 | 0
3 | 11 | 2:00 | 0 | 2:00 | 0
4 | 11 | 3:00 | 0 | 3:00 | 0
5 | 11 | 4:00 | 0 | 4:00 | 0
6 | 11 | 5:00 | 0 | 5:00 | 0
7 | 11 | 6:00 | 0.47 | 6:00 | 0.47
8 | 11 | 7:00 | 25.28 | 7:00 | 25.15
9 | 11 | 8:00 | 56.47 | 8:00 | 56.19
10 | 11 | 9:00 | 59.17 | 9:00 | 58.87
11 | 11 | 10:00 | 59.92 | 10:00 | 59.62
12 | 11 | 11:00 | 58.13 | 11:00 | 57.84
13 | 11 | 12:00 | 57.95 | 12:00 | 57.66
14 | 11 | 13:00 | 59.38 | 13:00 | 59.08
15 | 11 | 14:00 | 63.61 | 14:00 | 63.29
16 | 11 | 15:00 | 52.29 | 15:00 | 52.03
17 | 11 | 16:00 | 14.39 | 16:00 | 14.31
18 | 11 | 17:00 | 0 | 17:00 | 0
19 | 11 | 18:00 | 0 | 18:00 | 0
20 | 11 | 19:00 | 0 | 19:00 | 0
21 | 11 | 20:00 | 0 | 20:00 | 0
22 | 11 | 21:00 | 0 | 21:00 | 0
23 | 11 | 22:00 | 0 | 22:00 | 0
24 | 11 | 23:00 | 0 | 23:00 | 0
1 | 11 | 0:00 | 0 | 0:00 | 0
2 | 11 | 1:00 | 0 | 1:00 | 0
3 | 11 | 2:00 | 0 | 2:00 | 0
4 | 11 | 3:00 | 0 | 3:00 | 0
5 | 11 | 4:00 | 0 | 4:00 | 0
6 | 11 | 5:00 | 0 | 5:00 | 0
7 | 11 | 6:00 | 0.29 | 6:00 | 0.29
8 | 11 | 7:00 | 22.76 | 7:00 | 22.65
9 | 11 | 8:00 | 52.91 | 8:00 | 52.64
10 | 11 | 9:00 | 60.15 | 9:00 | 59.85
11 | 11 | 10:00 | 59.41 | 10:00 | 59.12
12 | 11 | 11:00 | 58.67 | 11:00 | 58.38
13 | 11 | 12:00 | 58.27 | 12:00 | 57.98
14 | 11 | 13:00 | 60.43 | 13:00 | 60.13
15 | 11 | 14:00 | 59.79 | 14:00 | 59.49
16 | 11 | 15:00 | 49.51 | 15:00 | 49.26
17 | 11 | 16:00 | 13.52 | 16:00 | 13.45
18 | 11 | 17:00 | 0 | 17:00 | 0
19 | 11 | 18:00 | 0 | 18:00 | 0
20 | 11 | 19:00 | 0 | 19:00 | 0
21 | 11 | 20:00 | 0 | 20:00 | 0
22 | 11 | 21:00 | 0 | 21:00 | 0
23 | 11 | 22:00 | 0 | 22:00 | 0
24 | 11 | 23:00 | 0 | 23:00 | 0
1 | 11 | 0:00 | 0 | 0:00 | 0
2 | 11 | 1:00 | 0 | 1:00 | 0
3 | 11 | 2:00 | 0 | 2:00 | 0
4 | 11 | 3:00 | 0 | 3:00 | 0
5 | 11 | 4:00 | 0 | 4:00 | 0
6 | 11 | 5:00 | 0 | 5:00 | 0
7 | 11 | 6:00 | 0.15 | 6:00 | 0.15
8 | 11 | 7:00 | 21.23 | 7:00 | 21.12
9 | 11 | 8:00 | 47.13 | 8:00 | 46.89
10 | 11 | 9:00 | 50.53 | 9:00 | 50.27
11 | 11 | 10:00 | 52.51 | 10:00 | 52.25
12 | 11 | 11:00 | 52.79 | 11:00 | 52.53
13 | 11 | 12:00 | 54.59 | 12:00 | 54.31
14 | 11 | 13:00 | 56.3 | 13:00 | 56.02
15 | 11 | 14:00 | 57.65 | 14:00 | 57.36
16 | 11 | 15:00 | 44.44 | 15:00 | 44.22
17 | 11 | 16:00 | 11.78 | 16:00 | 11.72
18 | 11 | 17:00 | 0 | 17:00 | 0
19 | 11 | 18:00 | 0 | 18:00 | 0
20 | 11 | 19:00 | 0 | 19:00 | 0
21 | 11 | 20:00 | 0 | 20:00 | 0
22 | 11 | 21:00 | 0 | 21:00 | 0
23 | 11 | 22:00 | 0 | 22:00 | 0
24 | 11 | 23:00 | 0 | 23:00 | 0
1 | 11 | 0:00 | 0 | 0:00 | 0
2 | 11 | 1:00 | 0 | 1:00 | 0
3 | 11 | 2:00 | 0 | 2:00 | 0
4 | 11 | 3:00 | 0 | 3:00 | 0
5 | 11 | 4:00 | 0 | 4:00 | 0
6 | 11 | 5:00 | 0 | 5:00 | 0
7 | 11 | 6:00 | 0 | 6:00 | 0
8 | 11 | 7:00 | 23.01 | 7:00 | 22.9
9 | 11 | 8:00 | 52.55 | 8:00 | 52.29
10 | 11 | 9:00 | 55.72 | 9:00 | 55.44
11 | 11 | 10:00 | 56.9 | 10:00 | 56.62
12 | 11 | 11:00 | 51.77 | 11:00 | 51.51
13 | 11 | 12:00 | 56.24 | 12:00 | 55.96
14 | 11 | 13:00 | 59.2 | 13:00 | 58.9
15 | 11 | 14:00 | 61.68 | 14:00 | 61.38
16 | 11 | 15:00 | 53.29 | 15:00 | 53.02
17 | 11 | 16:00 | 13.94 | 16:00 | 13.87
18 | 11 | 17:00 | 0 | 17:00 | 0
19 | 11 | 18:00 | 0 | 18:00 | 0
20 | 11 | 19:00 | 0 | 19:00 | 0
21 | 11 | 20:00 | 0 | 20:00 | 0
22 | 11 | 21:00 | 0 | 21:00 | 0
23 | 11 | 22:00 | 0 | 22:00 | 0
24 | 11 | 23:00 | 0 | 23:00 | 0
1 | 11 | 0:00 | 0 | 0:00 | 0
2 | 11 | 1:00 | 0 | 1:00 | 0
3 | 11 | 2:00 | 0 | 2:00 | 0
4 | 11 | 3:00 | 0 | 3:00 | 0
5 | 11 | 4:00 | 0 | 4:00 | 0
6 | 11 | 5:00 | 0 | 5:00 | 0
7 | 11 | 6:00 | 0 | 6:00 | 0
8 | 11 | 7:00 | 27.14 | 7:00 | 27
9 | 11 | 8:00 | 64.22 | 8:00 | 63.9
10 | 11 | 9:00 | 68.56 | 9:00 | 68.22
11 | 11 | 10:00 | 71.06 | 10:00 | 70.71
12 | 11 | 11:00 | 68.93 | 11:00 | 68.59
13 | 11 | 12:00 | 69.39 | 12:00 | 69.04
14 | 11 | 13:00 | 68.4 | 13:00 | 68.06
15 | 11 | 14:00 | 69.88 | 14:00 | 69.53
16 | 11 | 15:00 | 53.37 | 15:00 | 53.1
17 | 11 | 16:00 | 14.29 | 16:00 | 14.22
18 | 11 | 17:00 | 0 | 17:00 | 0
19 | 11 | 18:00 | 0 | 18:00 | 0
20 | 11 | 19:00 | 0 | 19:00 | 0
21 | 11 | 20:00 | 0 | 20:00 | 0
22 | 11 | 21:00 | 0 | 21:00 | 0
23 | 11 | 22:00 | 0 | 22:00 | 0
24 | 11 | 23:00 | 0 | 23:00 | 0
1 | 11 | 0:00 | 0 | 0:00 | 0
2 | 11 | 1:00 | 0 | 1:00 | 0
3 | 11 | 2:00 | 0 | 2:00 | 0
4 | 11 | 3:00 | 0 | 3:00 | 0
5 | 11 | 4:00 | 0 | 4:00 | 0
6 | 11 | 5:00 | 0 | 5:00 | 0
7 | 11 | 6:00 | 0 | 6:00 | 0
8 | 11 | 7:00 | 27.75 | 7:00 | 27.61
9 | 11 | 8:00 | 68.26 | 8:00 | 67.92
10 | 11 | 9:00 | 71.08 | 9:00 | 70.73
11 | 11 | 10:00 | 72.76 | 10:00 | 72.39
12 | 11 | 11:00 | 69.62 | 11:00 | 69.27
13 | 11 | 12:00 | 68.72 | 12:00 | 68.38
14 | 11 | 13:00 | 69.16 | 13:00 | 68.82
15 | 11 | 14:00 | 71.59 | 14:00 | 71.24
16 | 11 | 15:00 | 54.25 | 15:00 | 53.98
17 | 11 | 16:00 | 13.29 | 16:00 | 13.23
18 | 11 | 17:00 | 0 | 17:00 | 0
19 | 11 | 18:00 | 0 | 18:00 | 0
20 | 11 | 19:00 | 0 | 19:00 | 0
21 | 11 | 20:00 | 0 | 20:00 | 0
22 | 11 | 21:00 | 0 | 21:00 | 0
23 | 11 | 22:00 | 0 | 22:00 | 0
24 | 11 | 23:00 | 0 | 23:00 | 0
1 | 11 | 0:00 | 0 | 0:00 | 0
2 | 11 | 1:00 | 0 | 1:00 | 0
3 | 11 | 2:00 | 0 | 2:00 | 0
4 | 11 | 3:00 | 0 | 3:00 | 0
5 | 11 | 4:00 | 0 | 4:00 | 0
6 | 11 | 5:00 | 0 | 5:00 | 0
7 | 11 | 6:00 | 0 | 6:00 | 0
8 | 11 | 7:00 | 24.48 | 7:00 | 24.36
9 | 11 | 8:00 | 59.33 | 8:00 | 59.03
10 | 11 | 9:00 | 66.08 | 9:00 | 65.75
11 | 11 | 10:00 | 67.03 | 10:00 | 66.69
12 | 11 | 11:00 | 63.74 | 11:00 | 63.42
13 | 11 | 12:00 | 64.12 | 12:00 | 63.8
14 | 11 | 13:00 | 66.12 | 13:00 | 65.79
15 | 11 | 14:00 | 66.66 | 14:00 | 66.33
16 | 11 | 15:00 | 50.24 | 15:00 | 49.99
17 | 11 | 16:00 | 11.83 | 16:00 | 11.77
18 | 11 | 17:00 | 0 | 17:00 | 0
19 | 11 | 18:00 | 0 | 18:00 | 0
20 | 11 | 19:00 | 0 | 19:00 | 0
21 | 11 | 20:00 | 0 | 20:00 | 0
22 | 11 | 21:00 | 0 | 21:00 | 0
23 | 11 | 22:00 | 0 | 22:00 | 0
24 | 11 | 23:00 | 0 | 23:00 | 0
1 | 11 | 0:00 | 0 | 0:00 | 0
2 | 11 | 1:00 | 0 | 1:00 | 0
3 | 11 | 2:00 | 0 | 2:00 | 0
4 | 11 | 3:00 | 0 | 3:00 | 0
5 | 11 | 4:00 | 0 | 4:00 | 0
6 | 11 | 5:00 | 0 | 5:00 | 0
7 | 11 | 6:00 | 0 | 6:00 | 0
8 | 11 | 7:00 | 21.37 | 7:00 | 21.26
9 | 11 | 8:00 | 56.89 | 8:00 | 56.61
10 | 11 | 9:00 | 59.62 | 9:00 | 59.33
11 | 11 | 10:00 | 62.46 | 10:00 | 62.15
12 | 11 | 11:00 | 62.79 | 11:00 | 62.47
13 | 11 | 12:00 | 63.33 | 12:00 | 63.01
14 | 11 | 13:00 | 63.78 | 13:00 | 63.46
15 | 11 | 14:00 | 63.42 | 14:00 | 63.11
16 | 11 | 15:00 | 47.72 | 15:00 | 47.48
17 | 11 | 16:00 | 11.14 | 16:00 | 11.08
18 | 11 | 17:00 | 0 | 17:00 | 0
19 | 11 | 18:00 | 0 | 18:00 | 0
20 | 11 | 19:00 | 0 | 19:00 | 0
21 | 11 | 20:00 | 0 | 20:00 | 0
22 | 11 | 21:00 | 0 | 21:00 | 0
23 | 11 | 22:00 | 0 | 22:00 | 0
24 | 11 | 23:00 | 0 | 23:00 | 0
1 | 11 | 0:00 | 0 | 0:00 | 0
2 | 11 | 1:00 | 0 | 1:00 | 0
3 | 11 | 2:00 | 0 | 2:00 | 0
4 | 11 | 3:00 | 0 | 3:00 | 0
5 | 11 | 4:00 | 0 | 4:00 | 0
6 | 11 | 5:00 | 0 | 5:00 | 0
7 | 11 | 6:00 | 0 | 6:00 | 0
8 | 11 | 7:00 | 20.13 | 7:00 | 20.03
9 | 11 | 8:00 | 49.29 | 8:00 | 49.04
10 | 11 | 9:00 | 55.15 | 9:00 | 54.88
11 | 11 | 10:00 | 56.91 | 10:00 | 56.62
12 | 11 | 11:00 | 57.81 | 11:00 | 57.53
13 | 11 | 12:00 | 55.2 | 12:00 | 54.93
14 | 11 | 13:00 | 55.79 | 13:00 | 55.51
15 | 11 | 14:00 | 59.14 | 14:00 | 58.84
16 | 11 | 15:00 | 44.7 | 15:00 | 44.48
17 | 11 | 16:00 | 10.55 | 16:00 | 10.5
18 | 11 | 17:00 | 0 | 17:00 | 0
19 | 11 | 18:00 | 0 | 18:00 | 0
20 | 11 | 19:00 | 0 | 19:00 | 0
21 | 11 | 20:00 | 0 | 20:00 | 0
22 | 11 | 21:00 | 0 | 21:00 | 0
23 | 11 | 22:00 | 0 | 22:00 | 0
24 | 11 | 23:00 | 0 | 23:00 | 0
1 | 11 | 0:00 | 0 | 0:00 | 0
2 | 11 | 1:00 | 0 | 1:00 | 0
3 | 11 | 2:00 | 0 | 2:00 | 0
4 | 11 | 3:00 | 0 | 3:00 | 0
5 | 11 | 4:00 | 0 | 4:00 | 0
6 | 11 | 5:00 | 0 | 5:00 | 0
7 | 11 | 6:00 | 0 | 6:00 | 0
8 | 11 | 7:00 | 19.88 | 7:00 | 19.78
9 | 11 | 8:00 | 54.49 | 8:00 | 54.22
10 | 11 | 9:00 | 60.87 | 9:00 | 60.57
11 | 11 | 10:00 | 63.17 | 10:00 | 62.86
12 | 11 | 11:00 | 60.74 | 11:00 | 60.44
13 | 11 | 12:00 | 58.57 | 12:00 | 58.28
14 | 11 | 13:00 | 59.57 | 13:00 | 59.27
15 | 11 | 14:00 | 60.42 | 14:00 | 60.12
16 | 11 | 15:00 | 47.03 | 15:00 | 46.79
17 | 11 | 16:00 | 10.82 | 16:00 | 10.77
18 | 11 | 17:00 | 0 | 17:00 | 0
19 | 11 | 18:00 | 0 | 18:00 | 0
20 | 11 | 19:00 | 0 | 19:00 | 0
21 | 11 | 20:00 | 0 | 20:00 | 0
22 | 11 | 21:00 | 0 | 21:00 | 0
23 | 11 | 22:00 | 0 | 22:00 | 0
24 | 11 | 23:00 | 0 | 23:00 | 0
1 | 11 | 0:00 | 0 | 0:00 | 0
2 | 11 | 1:00 | 0 | 1:00 | 0
3 | 11 | 2:00 | 0 | 2:00 | 0
4 | 11 | 3:00 | 0 | 3:00 | 0
5 | 11 | 4:00 | 0 | 4:00 | 0
6 | 11 | 5:00 | 0 | 5:00 | 0
7 | 11 | 6:00 | 0 | 6:00 | 0
8 | 11 | 7:00 | 22.32 | 7:00 | 22.21
9 | 11 | 8:00 | 59.7 | 8:00 | 59.4
10 | 11 | 9:00 | 65.79 | 9:00 | 65.46
11 | 11 | 10:00 | 69.63 | 10:00 | 69.28
12 | 11 | 11:00 | 70.22 | 11:00 | 69.87
13 | 11 | 12:00 | 73.55 | 12:00 | 73.18
14 | 11 | 13:00 | 74 | 13:00 | 73.63
15 | 11 | 14:00 | 72.62 | 14:00 | 72.26
16 | 11 | 15:00 | 52.66 | 15:00 | 52.39
17 | 11 | 16:00 | 11.12 | 16:00 | 11.06
18 | 11 | 17:00 | 0 | 17:00 | 0
19 | 11 | 18:00 | 0 | 18:00 | 0
20 | 11 | 19:00 | 0 | 19:00 | 0
21 | 11 | 20:00 | 0 | 20:00 | 0
22 | 11 | 21:00 | 0 | 21:00 | 0
23 | 11 | 22:00 | 0 | 22:00 | 0
24 | 11 | 23:00 | 0 | 23:00 | 0
1 | 11 | 0:00 | 0 | 0:00 | 0
2 | 11 | 1:00 | 0 | 1:00 | 0
3 | 11 | 2:00 | 0 | 2:00 | 0
4 | 11 | 3:00 | 0 | 3:00 | 0
5 | 11 | 4:00 | 0 | 4:00 | 0
6 | 11 | 5:00 | 0 | 5:00 | 0
7 | 11 | 6:00 | 0 | 6:00 | 0
8 | 11 | 7:00 | 17.71 | 7:00 | 17.62
9 | 11 | 8:00 | 49.72 | 8:00 | 49.47
10 | 11 | 9:00 | 58.47 | 9:00 | 58.18
11 | 11 | 10:00 | 59.83 | 10:00 | 59.53
12 | 11 | 11:00 | 59.83 | 11:00 | 59.53
13 | 11 | 12:00 | 61.94 | 12:00 | 61.63
14 | 11 | 13:00 | 62.12 | 13:00 | 61.81
15 | 11 | 14:00 | 59.17 | 14:00 | 58.88
16 | 11 | 15:00 | 41.11 | 15:00 | 40.9
17 | 11 | 16:00 | 8.65 | 16:00 | 8.61
18 | 11 | 17:00 | 0 | 17:00 | 0
19 | 11 | 18:00 | 0 | 18:00 | 0
20 | 11 | 19:00 | 0 | 19:00 | 0
21 | 11 | 20:00 | 0 | 20:00 | 0
22 | 11 | 21:00 | 0 | 21:00 | 0
23 | 11 | 22:00 | 0 | 22:00 | 0
24 | 11 | 23:00 | 0 | 23:00 | 0
1 | 11 | 0:00 | 0 | 0:00 | 0
2 | 11 | 1:00 | 0 | 1:00 | 0
3 | 11 | 2:00 | 0 | 2:00 | 0
4 | 11 | 3:00 | 0 | 3:00 | 0
5 | 11 | 4:00 | 0 | 4:00 | 0
6 | 11 | 5:00 | 0 | 5:00 | 0
7 | 11 | 6:00 | 0 | 6:00 | 0
8 | 11 | 7:00 | 17.45 | 7:00 | 17.37
9 | 11 | 8:00 | 49.63 | 8:00 | 49.38
10 | 11 | 9:00 | 57.65 | 9:00 | 57.36
11 | 11 | 10:00 | 55.9 | 10:00 | 55.62
12 | 11 | 11:00 | 51.46 | 11:00 | 51.2
13 | 11 | 12:00 | 49.29 | 12:00 | 49.04
14 | 11 | 13:00 | 48.18 | 13:00 | 47.94
15 | 11 | 14:00 | 44.98 | 14:00 | 44.75
16 | 11 | 15:00 | 37.73 | 15:00 | 37.54
17 | 11 | 16:00 | 8.59 | 16:00 | 8.55
18 | 11 | 17:00 | 0 | 17:00 | 0
19 | 11 | 18:00 | 0 | 18:00 | 0
20 | 11 | 19:00 | 0 | 19:00 | 0
21 | 11 | 20:00 | 0 | 20:00 | 0
22 | 11 | 21:00 | 0 | 21:00 | 0
23 | 11 | 22:00 | 0 | 22:00 | 0
24 | 11 | 23:00 | 0 | 23:00 | 0
1 | 11 | 0:00 | 0 | 0:00 | 0
2 | 11 | 1:00 | 0 | 1:00 | 0
3 | 11 | 2:00 | 0 | 2:00 | 0
4 | 11 | 3:00 | 0 | 3:00 | 0
5 | 11 | 4:00 | 0 | 4:00 | 0
6 | 11 | 5:00 | 0 | 5:00 | 0
7 | 11 | 6:00 | 0 | 6:00 | 0
8 | 11 | 7:00 | 15.47 | 7:00 | 15.39
9 | 11 | 8:00 | 42.74 | 8:00 | 42.53
10 | 11 | 9:00 | 51.01 | 9:00 | 50.76
11 | 11 | 10:00 | 51.12 | 10:00 | 50.86
12 | 11 | 11:00 | 50.68 | 11:00 | 50.42
13 | 11 | 12:00 | 51.07 | 12:00 | 50.81
14 | 11 | 13:00 | 52.83 | 13:00 | 52.57
15 | 11 | 14:00 | 53.57 | 14:00 | 53.3
16 | 11 | 15:00 | 39.73 | 15:00 | 39.53
17 | 11 | 16:00 | 8.6 | 16:00 | 8.56
18 | 11 | 17:00 | 0 | 17:00 | 0
19 | 11 | 18:00 | 0 | 18:00 | 0
20 | 11 | 19:00 | 0 | 19:00 | 0
21 | 11 | 20:00 | 0 | 20:00 | 0
22 | 11 | 21:00 | 0 | 21:00 | 0
23 | 11 | 22:00 | 0 | 22:00 | 0
24 | 11 | 23:00 | 0 | 23:00 | 0
1 | 11 | 0:00 | 0 | 0:00 | 0
2 | 11 | 1:00 | 0 | 1:00 | 0
3 | 11 | 2:00 | 0 | 2:00 | 0
4 | 11 | 3:00 | 0 | 3:00 | 0
5 | 11 | 4:00 | 0 | 4:00 | 0
6 | 11 | 5:00 | 0 | 5:00 | 0
7 | 11 | 6:00 | 0 | 6:00 | 0
8 | 11 | 7:00 | 18.78 | 7:00 | 18.69
9 | 11 | 8:00 | 58.31 | 8:00 | 58.02
10 | 11 | 9:00 | 68.42 | 9:00 | 68.08
11 | 11 | 10:00 | 66.47 | 10:00 | 66.14
12 | 11 | 11:00 | 60.52 | 11:00 | 60.22
13 | 11 | 12:00 | 61.27 | 12:00 | 60.97
14 | 11 | 13:00 | 65.91 | 13:00 | 65.58
15 | 11 | 14:00 | 65.21 | 14:00 | 64.88
16 | 11 | 15:00 | 48.13 | 15:00 | 47.89
17 | 11 | 16:00 | 10.04 | 16:00 | 9.99
18 | 11 | 17:00 | 0 | 17:00 | 0
19 | 11 | 18:00 | 0 | 18:00 | 0
20 | 11 | 19:00 | 0 | 19:00 | 0
21 | 11 | 20:00 | 0 | 20:00 | 0
22 | 11 | 21:00 | 0 | 21:00 | 0
23 | 11 | 22:00 | 0 | 22:00 | 0
24 | 11 | 23:00 | 0 | 23:00 | 0
1 | 11 | 0:00 | 0 | 0:00 | 0
2 | 11 | 1:00 | 0 | 1:00 | 0
3 | 11 | 2:00 | 0 | 2:00 | 0
4 | 11 | 3:00 | 0 | 3:00 | 0
5 | 11 | 4:00 | 0 | 4:00 | 0
6 | 11 | 5:00 | 0 | 5:00 | 0
7 | 11 | 6:00 | 0 | 6:00 | 0
8 | 11 | 7:00 | 15.84 | 7:00 | 15.76
9 | 11 | 8:00 | 50.16 | 8:00 | 49.91
10 | 11 | 9:00 | 56.49 | 9:00 | 56.21
11 | 11 | 10:00 | 57.15 | 10:00 | 56.86
12 | 11 | 11:00 | 55 | 11:00 | 54.73
13 | 11 | 12:00 | 54.26 | 12:00 | 53.99
14 | 11 | 13:00 | 55.38 | 13:00 | 55.11
15 | 11 | 14:00 | 55.31 | 14:00 | 55.03
16 | 11 | 15:00 | 43.06 | 15:00 | 42.85
17 | 11 | 16:00 | 8.38 | 16:00 | 8.34
18 | 11 | 17:00 | 0 | 17:00 | 0
19 | 11 | 18:00 | 0 | 18:00 | 0
20 | 11 | 19:00 | 0 | 19:00 | 0
21 | 11 | 20:00 | 0 | 20:00 | 0
22 | 11 | 21:00 | 0 | 21:00 | 0
23 | 11 | 22:00 | 0 | 22:00 | 0
24 | 11 | 23:00 | 0 | 23:00 | 0
1 | 11 | 0:00 | 0 | 0:00 | 0
2 | 11 | 1:00 | 0 | 1:00 | 0
3 | 11 | 2:00 | 0 | 2:00 | 0
4 | 11 | 3:00 | 0 | 3:00 | 0
5 | 11 | 4:00 | 0 | 4:00 | 0
6 | 11 | 5:00 | 0 | 5:00 | 0
7 | 11 | 6:00 | 0 | 6:00 | 0
8 | 11 | 7:00 | 15.83 | 7:00 | 15.75
9 | 11 | 8:00 | 50.67 | 8:00 | 50.42
10 | 11 | 9:00 | 59.25 | 9:00 | 58.96
11 | 11 | 10:00 | 52.87 | 10:00 | 52.6
12 | 11 | 11:00 | 53.6 | 11:00 | 53.33
13 | 11 | 12:00 | 57.41 | 12:00 | 57.13
14 | 11 | 13:00 | 61.02 | 13:00 | 60.71
15 | 11 | 14:00 | 61.06 | 14:00 | 60.76
16 | 11 | 15:00 | 45.93 | 15:00 | 45.7
17 | 11 | 16:00 | 9.49 | 16:00 | 9.44
18 | 11 | 17:00 | 0 | 17:00 | 0
19 | 11 | 18:00 | 0 | 18:00 | 0
20 | 11 | 19:00 | 0 | 19:00 | 0
21 | 11 | 20:00 | 0 | 20:00 | 0
22 | 11 | 21:00 | 0 | 21:00 | 0
23 | 11 | 22:00 | 0 | 22:00 | 0
24 | 11 | 23:00 | 0 | 23:00 | 0
1 | 11 | 0:00 | 0 | 0:00 | 0
2 | 11 | 1:00 | 0 | 1:00 | 0
3 | 11 | 2:00 | 0 | 2:00 | 0
4 | 11 | 3:00 | 0 | 3:00 | 0
5 | 11 | 4:00 | 0 | 4:00 | 0
6 | 11 | 5:00 | 0 | 5:00 | 0
7 | 11 | 6:00 | 0 | 6:00 | 0
8 | 11 | 7:00 | 17.62 | 7:00 | 17.53
9 | 11 | 8:00 | 57.64 | 8:00 | 57.35
10 | 11 | 9:00 | 66.67 | 9:00 | 66.33
11 | 11 | 10:00 | 65.44 | 10:00 | 65.12
12 | 11 | 11:00 | 62.92 | 11:00 | 62.61
13 | 11 | 12:00 | 62.7 | 12:00 | 62.39
14 | 11 | 13:00 | 70.53 | 13:00 | 70.18
15 | 11 | 14:00 | 71.03 | 14:00 | 70.67
16 | 11 | 15:00 | 51.49 | 15:00 | 51.23
17 | 11 | 16:00 | 10 | 16:00 | 9.95
18 | 11 | 17:00 | 0 | 17:00 | 0
19 | 11 | 18:00 | 0 | 18:00 | 0
20 | 11 | 19:00 | 0 | 19:00 | 0
21 | 11 | 20:00 | 0 | 20:00 | 0
22 | 11 | 21:00 | 0 | 21:00 | 0
23 | 11 | 22:00 | 0 | 22:00 | 0
24 | 11 | 23:00 | 0 | 23:00 | 0
1 | 11 | 0:00 | 0 | 0:00 | 0
2 | 11 | 1:00 | 0 | 1:00 | 0
3 | 11 | 2:00 | 0 | 2:00 | 0
4 | 11 | 3:00 | 0 | 3:00 | 0
5 | 11 | 4:00 | 0 | 4:00 | 0
6 | 11 | 5:00 | 0 | 5:00 | 0
7 | 11 | 6:00 | 0 | 6:00 | 0
8 | 11 | 7:00 | 14.79 | 7:00 | 14.71
9 | 11 | 8:00 | 46.35 | 8:00 | 46.12
10 | 11 | 9:00 | 54.28 | 9:00 | 54.01
11 | 11 | 10:00 | 53.6 | 10:00 | 53.33
12 | 11 | 11:00 | 54.38 | 11:00 | 54.11
13 | 11 | 12:00 | 55.15 | 12:00 | 54.87
14 | 11 | 13:00 | 57.95 | 13:00 | 57.66
15 | 11 | 14:00 | 63.13 | 14:00 | 62.82
16 | 11 | 15:00 | 45.42 | 15:00 | 45.19
17 | 11 | 16:00 | 8.05 | 16:00 | 8.01
18 | 11 | 17:00 | 0 | 17:00 | 0
19 | 11 | 18:00 | 0 | 18:00 | 0
20 | 11 | 19:00 | 0 | 19:00 | 0
21 | 11 | 20:00 | 0 | 20:00 | 0
22 | 11 | 21:00 | 0 | 21:00 | 0
23 | 11 | 22:00 | 0 | 22:00 | 0
24 | 11 | 23:00 | 0 | 23:00 | 0
1 | 11 | 0:00 | 0 | 0:00 | 0
2 | 11 | 1:00 | 0 | 1:00 | 0
3 | 11 | 2:00 | 0 | 2:00 | 0
4 | 11 | 3:00 | 0 | 3:00 | 0
5 | 11 | 4:00 | 0 | 4:00 | 0
6 | 11 | 5:00 | 0 | 5:00 | 0
7 | 11 | 6:00 | 0 | 6:00 | 0
8 | 11 | 7:00 | 12.52 | 7:00 | 12.46
9 | 11 | 8:00 | 39.34 | 8:00 | 39.14
10 | 11 | 9:00 | 47.61 | 9:00 | 47.38
11 | 11 | 10:00 | 53.66 | 10:00 | 53.39
12 | 11 | 11:00 | 52.2 | 11:00 | 51.94
13 | 11 | 12:00 | 47.79 | 12:00 | 47.55
14 | 11 | 13:00 | 49.86 | 13:00 | 49.61
15 | 11 | 14:00 | 55.31 | 14:00 | 55.03
16 | 11 | 15:00 | 42.9 | 15:00 | 42.69
17 | 11 | 16:00 | 8.33 | 16:00 | 8.29
18 | 11 | 17:00 | 0 | 17:00 | 0
19 | 11 | 18:00 | 0 | 18:00 | 0
20 | 11 | 19:00 | 0 | 19:00 | 0
21 | 11 | 20:00 | 0 | 20:00 | 0
22 | 11 | 21:00 | 0 | 21:00 | 0
23 | 11 | 22:00 | 0 | 22:00 | 0
24 | 11 | 23:00 | 0 | 23:00 | 0
1 | 11 | 0:00 | 0 | 0:00 | 0
2 | 11 | 1:00 | 0 | 1:00 | 0
3 | 11 | 2:00 | 0 | 2:00 | 0
4 | 11 | 3:00 | 0 | 3:00 | 0
5 | 11 | 4:00 | 0 | 4:00 | 0
6 | 11 | 5:00 | 0 | 5:00 | 0
7 | 11 | 6:00 | 0 | 6:00 | 0
8 | 11 | 7:00 | 9.38 | 7:00 | 9.34
9 | 11 | 8:00 | 30.52 | 8:00 | 30.37
10 | 11 | 9:00 | 38.87 | 9:00 | 38.68
11 | 11 | 10:00 | 39.67 | 10:00 | 39.48
12 | 11 | 11:00 | 38.29 | 11:00 | 38.1
13 | 11 | 12:00 | 37.3 | 12:00 | 37.11
14 | 11 | 13:00 | 39.77 | 13:00 | 39.57
15 | 11 | 14:00 | 43.56 | 14:00 | 43.34
16 | 11 | 15:00 | 33.07 | 15:00 | 32.91
17 | 11 | 16:00 | 6.13 | 16:00 | 6.1
18 | 11 | 17:00 | 0 | 17:00 | 0
19 | 11 | 18:00 | 0 | 18:00 | 0
20 | 11 | 19:00 | 0 | 19:00 | 0
21 | 11 | 20:00 | 0 | 20:00 | 0
22 | 11 | 21:00 | 0 | 21:00 | 0
23 | 11 | 22:00 | 0 | 22:00 | 0
24 | 11 | 23:00 | 0 | 23:00 | 0
1 | 11 | 0:00 | 0 | 0:00 | 0
2 | 11 | 1:00 | 0 | 1:00 | 0
3 | 11 | 2:00 | 0 | 2:00 | 0
4 | 11 | 3:00 | 0 | 3:00 | 0
5 | 11 | 4:00 | 0 | 4:00 | 0
6 | 11 | 5:00 | 0 | 5:00 | 0
7 | 11 | 6:00 | 0 | 6:00 | 0
8 | 11 | 7:00 | 11.69 | 7:00 | 11.63
9 | 11 | 8:00 | 44.96 | 8:00 | 44.74
10 | 11 | 9:00 | 57.34 | 9:00 | 57.05
11 | 11 | 10:00 | 55.47 | 10:00 | 55.19
12 | 11 | 11:00 | 53.07 | 11:00 | 52.81
13 | 11 | 12:00 | 52.45 | 12:00 | 52.19
14 | 11 | 13:00 | 51.37 | 13:00 | 51.11
15 | 11 | 14:00 | 52.6 | 14:00 | 52.34
16 | 11 | 15:00 | 34.92 | 15:00 | 34.74
17 | 11 | 16:00 | 6.92 | 16:00 | 6.89
18 | 11 | 17:00 | 0 | 17:00 | 0
19 | 11 | 18:00 | 0 | 18:00 | 0
20 | 11 | 19:00 | 0 | 19:00 | 0
21 | 11 | 20:00 | 0 | 20:00 | 0
22 | 11 | 21:00 | 0 | 21:00 | 0
23 | 11 | 22:00 | 0 | 22:00 | 0
24 | 11 | 23:00 | 0 | 23:00 | 0
1 | 11 | 0:00 | 0 | 0:00 | 0
2 | 11 | 1:00 | 0 | 1:00 | 0
3 | 11 | 2:00 | 0 | 2:00 | 0
4 | 11 | 3:00 | 0 | 3:00 | 0
5 | 11 | 4:00 | 0 | 4:00 | 0
6 | 11 | 5:00 | 0 | 5:00 | 0
7 | 11 | 6:00 | 0 | 6:00 | 0
8 | 11 | 7:00 | 12.01 | 7:00 | 11.95
9 | 11 | 8:00 | 43.17 | 8:00 | 42.96
10 | 11 | 9:00 | 54.83 | 9:00 | 54.55
11 | 11 | 10:00 | 51.08 | 10:00 | 50.82
12 | 11 | 11:00 | 48.31 | 11:00 | 48.07
13 | 11 | 12:00 | 45.4 | 12:00 | 45.17
14 | 11 | 13:00 | 48.27 | 13:00 | 48.03
15 | 11 | 14:00 | 51.82 | 14:00 | 51.56
16 | 11 | 15:00 | 38.43 | 15:00 | 38.24
17 | 11 | 16:00 | 7.06 | 16:00 | 7.02
18 | 11 | 17:00 | 0 | 17:00 | 0
19 | 11 | 18:00 | 0 | 18:00 | 0
20 | 11 | 19:00 | 0 | 19:00 | 0
21 | 11 | 20:00 | 0 | 20:00 | 0
22 | 11 | 21:00 | 0 | 21:00 | 0
23 | 11 | 22:00 | 0 | 22:00 | 0
24 | 11 | 23:00 | 0 | 23:00 | 0
1 | 11 | 0:00 | 0 | 0:00 | 0
2 | 11 | 1:00 | 0 | 1:00 | 0
3 | 11 | 2:00 | 0 | 2:00 | 0
4 | 11 | 3:00 | 0 | 3:00 | 0
5 | 11 | 4:00 | 0 | 4:00 | 0
6 | 11 | 5:00 | 0 | 5:00 | 0
7 | 11 | 6:00 | 0 | 6:00 | 0
8 | 11 | 7:00 | 9.85 | 7:00 | 9.8
9 | 11 | 8:00 | 31.7 | 8:00 | 31.54
10 | 11 | 9:00 | 42.22 | 9:00 | 42.01
11 | 11 | 10:00 | 45.22 | 10:00 | 44.99
12 | 11 | 11:00 | 45.01 | 11:00 | 44.78
13 | 11 | 12:00 | 47.97 | 12:00 | 47.73
14 | 11 | 13:00 | 49.6 | 13:00 | 49.35
15 | 11 | 14:00 | 48.47 | 14:00 | 48.23
16 | 11 | 15:00 | 33.44 | 15:00 | 33.27
17 | 11 | 16:00 | 5.94 | 16:00 | 5.91
18 | 11 | 17:00 | 0 | 17:00 | 0
19 | 11 | 18:00 | 0 | 18:00 | 0
20 | 11 | 19:00 | 0 | 19:00 | 0
21 | 11 | 20:00 | 0 | 20:00 | 0
22 | 11 | 21:00 | 0 | 21:00 | 0
23 | 11 | 22:00 | 0 | 22:00 | 0
24 | 11 | 23:00 | 0 | 23:00 | 0
1 | 11 | 0:00 | 0 | 0:00 | 0
2 | 11 | 1:00 | 0 | 1:00 | 0
3 | 11 | 2:00 | 0 | 2:00 | 0
4 | 11 | 3:00 | 0 | 3:00 | 0
5 | 11 | 4:00 | 0 | 4:00 | 0
6 | 11 | 5:00 | 0 | 5:00 | 0
7 | 11 | 6:00 | 0 | 6:00 | 0
8 | 11 | 7:00 | 10.84 | 7:00 | 10.78
9 | 11 | 8:00 | 44.66 | 8:00 | 44.44
10 | 11 | 9:00 | 58.08 | 9:00 | 57.79
11 | 11 | 10:00 | 56.44 | 10:00 | 56.16
12 | 11 | 11:00 | 53.68 | 11:00 | 53.42
13 | 11 | 12:00 | 55.6 | 12:00 | 55.32
14 | 11 | 13:00 | 58.6 | 13:00 | 58.3
15 | 11 | 14:00 | 60.97 | 14:00 | 60.66
16 | 11 | 15:00 | 43.3 | 15:00 | 43.08
17 | 11 | 16:00 | 7.45 | 16:00 | 7.42
18 | 11 | 17:00 | 0 | 17:00 | 0
19 | 11 | 18:00 | 0 | 18:00 | 0
20 | 11 | 19:00 | 0 | 19:00 | 0
21 | 11 | 20:00 | 0 | 20:00 | 0
22 | 11 | 21:00 | 0 | 21:00 | 0
23 | 11 | 22:00 | 0 | 22:00 | 0
24 | 11 | 23:00 | 0 | 23:00 | 0
1 | 11 | 0:00 | 0 | 0:00 | 0
2 | 11 | 1:00 | 0 | 1:00 | 0
3 | 11 | 2:00 | 0 | 2:00 | 0
4 | 11 | 3:00 | 0 | 3:00 | 0
5 | 11 | 4:00 | 0 | 4:00 | 0
6 | 11 | 5:00 | 0 | 5:00 | 0
7 | 11 | 6:00 | 0 | 6:00 | 0
8 | 11 | 7:00 | 11.8 | 7:00 | 11.74
9 | 11 | 8:00 | 47.22 | 8:00 | 46.98
10 | 11 | 9:00 | 58.92 | 9:00 | 58.62
11 | 11 | 10:00 | 57.03 | 10:00 | 56.75
12 | 11 | 11:00 | 49.95 | 11:00 | 49.7
13 | 11 | 12:00 | 48.08 | 12:00 | 47.84
14 | 11 | 13:00 | 51.81 | 13:00 | 51.55
15 | 11 | 14:00 | 50.44 | 14:00 | 50.19
16 | 11 | 15:00 | 36.78 | 15:00 | 36.6
17 | 11 | 16:00 | 6.86 | 16:00 | 6.83
18 | 11 | 17:00 | 0 | 17:00 | 0
19 | 11 | 18:00 | 0 | 18:00 | 0
20 | 11 | 19:00 | 0 | 19:00 | 0
21 | 11 | 20:00 | 0 | 20:00 | 0
22 | 11 | 21:00 | 0 | 21:00 | 0
23 | 11 | 22:00 | 0 | 22:00 | 0
24 | 11 | 23:00 | 0 | 23:00 | 0
1 | 11 | 0:00 | 0 | 0:00 | 0
2 | 11 | 1:00 | 0 | 1:00 | 0
3 | 11 | 2:00 | 0 | 2:00 | 0
4 | 11 | 3:00 | 0 | 3:00 | 0
5 | 11 | 4:00 | 0 | 4:00 | 0
6 | 11 | 5:00 | 0 | 5:00 | 0
7 | 11 | 6:00 | 0 | 6:00 | 0
8 | 11 | 7:00 | 9.58 | 7:00 | 9.53
9 | 11 | 8:00 | 40 | 8:00 | 39.8
10 | 11 | 9:00 | 50.57 | 9:00 | 50.32
11 | 11 | 10:00 | 49.23 | 10:00 | 48.98
12 | 11 | 11:00 | 48.71 | 11:00 | 48.46
13 | 11 | 12:00 | 49.13 | 12:00 | 48.89
14 | 11 | 13:00 | 51.9 | 13:00 | 51.64
15 | 11 | 14:00 | 49.69 | 14:00 | 49.44
16 | 11 | 15:00 | 36.53 | 15:00 | 36.34
17 | 11 | 16:00 | 6.5 | 16:00 | 6.47
18 | 11 | 17:00 | 0 | 17:00 | 0
19 | 11 | 18:00 | 0 | 18:00 | 0
20 | 11 | 19:00 | 0 | 19:00 | 0
21 | 11 | 20:00 | 0 | 20:00 | 0
22 | 11 | 21:00 | 0 | 21:00 | 0
23 | 11 | 22:00 | 0 | 22:00 | 0
24 | 11 | 23:00 | 0 | 23:00 | 0
1 | 11 | 0:00 | 0 | 0:00 | 0
2 | 11 | 1:00 | 0 | 1:00 | 0
3 | 11 | 2:00 | 0 | 2:00 | 0
4 | 11 | 3:00 | 0 | 3:00 | 0
5 | 11 | 4:00 | 0 | 4:00 | 0
6 | 11 | 5:00 | 0 | 5:00 | 0
7 | 11 | 6:00 | 0 | 6:00 | 0
8 | 11 | 7:00 | 9.02 | 7:00 | 8.98
9 | 11 | 8:00 | 39.58 | 8:00 | 39.38
10 | 11 | 9:00 | 54.96 | 9:00 | 54.68
11 | 11 | 10:00 | 52.47 | 10:00 | 52.21
12 | 11 | 11:00 | 50.15 | 11:00 | 49.9
13 | 11 | 12:00 | 48.13 | 12:00 | 47.89
14 | 11 | 13:00 | 48.42 | 13:00 | 48.17
15 | 11 | 14:00 | 52.29 | 14:00 | 52.03
16 | 11 | 15:00 | 37.91 | 15:00 | 37.72
17 | 11 | 16:00 | 6.75 | 16:00 | 6.72
18 | 11 | 17:00 | 0 | 17:00 | 0
19 | 11 | 18:00 | 0 | 18:00 | 0
20 | 11 | 19:00 | 0 | 19:00 | 0
21 | 11 | 20:00 | 0 | 20:00 | 0
22 | 11 | 21:00 | 0 | 21:00 | 0
23 | 11 | 22:00 | 0 | 22:00 | 0
24 | 11 | 23:00 | 0 | 23:00 | 0
1 | 11 | 0:00 | 0 | 0:00 | 0
2 | 11 | 1:00 | 0 | 1:00 | 0
3 | 11 | 2:00 | 0 | 2:00 | 0
4 | 11 | 3:00 | 0 | 3:00 | 0
5 | 11 | 4:00 | 0 | 4:00 | 0
6 | 11 | 5:00 | 0 | 5:00 | 0
7 | 11 | 6:00 | 0 | 6:00 | 0
8 | 11 | 7:00 | 10.37 | 7:00 | 10.31
9 | 11 | 8:00 | 48.77 | 8:00 | 48.52
10 | 11 | 9:00 | 67.08 | 9:00 | 66.74
11 | 11 | 10:00 | 65.28 | 10:00 | 64.95
12 | 11 | 11:00 | 62.21 | 11:00 | 61.9
13 | 11 | 12:00 | 63.76 | 12:00 | 63.44
14 | 11 | 13:00 | 63.86 | 13:00 | 63.54
15 | 11 | 14:00 | 63.94 | 14:00 | 63.62
16 | 11 | 15:00 | 44.76 | 15:00 | 44.54
17 | 11 | 16:00 | 8.11 | 16:00 | 8.07
18 | 11 | 17:00 | 0 | 17:00 | 0
19 | 11 | 18:00 | 0 | 18:00 | 0
20 | 11 | 19:00 | 0 | 19:00 | 0
21 | 11 | 20:00 | 0 | 20:00 | 0
22 | 11 | 21:00 | 0 | 21:00 | 0
23 | 11 | 22:00 | 0 | 22:00 | 0
24 | 11 | 23:00 | 0 | 23:00 | 0
1 | 11 | 0:00 | 0 | 0:00 | 0
2 | 11 | 1:00 | 0 | 1:00 | 0
3 | 11 | 2:00 | 0 | 2:00 | 0
4 | 11 | 3:00 | 0 | 3:00 | 0
5 | 11 | 4:00 | 0 | 4:00 | 0
6 | 11 | 5:00 | 0 | 5:00 | 0
7 | 11 | 6:00 | 0 | 6:00 | 0
8 | 11 | 7:00 | 7.89 | 7:00 | 7.85
9 | 11 | 8:00 | 37.43 | 8:00 | 37.24
10 | 11 | 9:00 | 51.58 | 9:00 | 51.33
11 | 11 | 10:00 | 53.21 | 10:00 | 52.95
12 | 11 | 11:00 | 52.22 | 11:00 | 51.96
13 | 11 | 12:00 | 50.48 | 12:00 | 50.23
14 | 11 | 13:00 | 53.61 | 13:00 | 53.34
15 | 11 | 14:00 | 54.11 | 14:00 | 53.84
16 | 11 | 15:00 | 38.63 | 15:00 | 38.44
17 | 11 | 16:00 | 6.74 | 16:00 | 6.7
18 | 11 | 17:00 | 0 | 17:00 | 0
19 | 11 | 18:00 | 0 | 18:00 | 0
20 | 11 | 19:00 | 0 | 19:00 | 0
21 | 11 | 20:00 | 0 | 20:00 | 0
22 | 11 | 21:00 | 0 | 21:00 | 0
23 | 11 | 22:00 | 0 | 22:00 | 0
24 | 11 | 23:00 | 0 | 23:00 | 0
1 | 12 | 0:00 | 0 | 0:00 | 0
2 | 12 | 1:00 | 0 | 1:00 | 0
3 | 12 | 2:00 | 0 | 2:00 | 0
4 | 12 | 3:00 | 0 | 3:00 | 0
5 | 12 | 4:00 | 0 | 4:00 | 0
6 | 12 | 5:00 | 0 | 5:00 | 0
7 | 12 | 6:00 | 0 | 6:00 | 0
8 | 12 | 7:00 | 6.94 | 7:00 | 6.9
9 | 12 | 8:00 | 32.07 | 8:00 | 31.91
10 | 12 | 9:00 | 43.42 | 9:00 | 43.2
11 | 12 | 10:00 | 44.25 | 10:00 | 44.03
12 | 12 | 11:00 | 44.53 | 11:00 | 44.31
13 | 12 | 12:00 | 42.84 | 12:00 | 42.62
14 | 12 | 13:00 | 46.79 | 13:00 | 46.56
15 | 12 | 14:00 | 44.34 | 14:00 | 44.12
16 | 12 | 15:00 | 31.32 | 15:00 | 31.16
17 | 12 | 16:00 | 5.59 | 16:00 | 5.56
18 | 12 | 17:00 | 0 | 17:00 | 0
19 | 12 | 18:00 | 0 | 18:00 | 0
20 | 12 | 19:00 | 0 | 19:00 | 0
21 | 12 | 20:00 | 0 | 20:00 | 0
22 | 12 | 21:00 | 0 | 21:00 | 0
23 | 12 | 22:00 | 0 | 22:00 | 0
24 | 12 | 23:00 | 0 | 23:00 | 0
1 | 12 | 0:00 | 0 | 0:00 | 0
2 | 12 | 1:00 | 0 | 1:00 | 0
3 | 12 | 2:00 | 0 | 2:00 | 0
4 | 12 | 3:00 | 0 | 3:00 | 0
5 | 12 | 4:00 | 0 | 4:00 | 0
6 | 12 | 5:00 | 0 | 5:00 | 0
7 | 12 | 6:00 | 0 | 6:00 | 0
8 | 12 | 7:00 | 6.45 | 7:00 | 6.42
9 | 12 | 8:00 | 34.53 | 8:00 | 34.36
10 | 12 | 9:00 | 46.26 | 9:00 | 46.03
11 | 12 | 10:00 | 45.48 | 10:00 | 45.25
12 | 12 | 11:00 | 45.44 | 11:00 | 45.21
13 | 12 | 12:00 | 44.59 | 12:00 | 44.36
14 | 12 | 13:00 | 48.29 | 13:00 | 48.05
15 | 12 | 14:00 | 48.63 | 14:00 | 48.39
16 | 12 | 15:00 | 33.98 | 15:00 | 33.81
17 | 12 | 16:00 | 5.93 | 16:00 | 5.9
18 | 12 | 17:00 | 0 | 17:00 | 0
19 | 12 | 18:00 | 0 | 18:00 | 0
20 | 12 | 19:00 | 0 | 19:00 | 0
21 | 12 | 20:00 | 0 | 20:00 | 0
22 | 12 | 21:00 | 0 | 21:00 | 0
23 | 12 | 22:00 | 0 | 22:00 | 0
24 | 12 | 23:00 | 0 | 23:00 | 0
1 | 12 | 0:00 | 0 | 0:00 | 0
2 | 12 | 1:00 | 0 | 1:00 | 0
3 | 12 | 2:00 | 0 | 2:00 | 0
4 | 12 | 3:00 | 0 | 3:00 | 0
5 | 12 | 4:00 | 0 | 4:00 | 0
6 | 12 | 5:00 | 0 | 5:00 | 0
7 | 12 | 6:00 | 0 | 6:00 | 0
8 | 12 | 7:00 | 7.02 | 7:00 | 6.98
9 | 12 | 8:00 | 37.52 | 8:00 | 37.33
10 | 12 | 9:00 | 49.9 | 9:00 | 49.66
11 | 12 | 10:00 | 48.08 | 10:00 | 47.83
12 | 12 | 11:00 | 47.38 | 11:00 | 47.15
13 | 12 | 12:00 | 47.27 | 12:00 | 47.04
14 | 12 | 13:00 | 48.02 | 13:00 | 47.78
15 | 12 | 14:00 | 48.48 | 14:00 | 48.24
16 | 12 | 15:00 | 35.9 | 15:00 | 35.72
17 | 12 | 16:00 | 5.98 | 16:00 | 5.95
18 | 12 | 17:00 | 0 | 17:00 | 0
19 | 12 | 18:00 | 0 | 18:00 | 0
20 | 12 | 19:00 | 0 | 19:00 | 0
21 | 12 | 20:00 | 0 | 20:00 | 0
22 | 12 | 21:00 | 0 | 21:00 | 0
23 | 12 | 22:00 | 0 | 22:00 | 0
24 | 12 | 23:00 | 0 | 23:00 | 0
1 | 12 | 0:00 | 0 | 0:00 | 0
2 | 12 | 1:00 | 0 | 1:00 | 0
3 | 12 | 2:00 | 0 | 2:00 | 0
4 | 12 | 3:00 | 0 | 3:00 | 0
5 | 12 | 4:00 | 0 | 4:00 | 0
6 | 12 | 5:00 | 0 | 5:00 | 0
7 | 12 | 6:00 | 0 | 6:00 | 0
8 | 12 | 7:00 | 7 | 7:00 | 6.97
9 | 12 | 8:00 | 34.22 | 8:00 | 34.05
10 | 12 | 9:00 | 45.16 | 9:00 | 44.93
11 | 12 | 10:00 | 47.2 | 10:00 | 46.96
12 | 12 | 11:00 | 47.62 | 11:00 | 47.38
13 | 12 | 12:00 | 46.28 | 12:00 | 46.05
14 | 12 | 13:00 | 48.5 | 13:00 | 48.26
15 | 12 | 14:00 | 53.34 | 14:00 | 53.07
16 | 12 | 15:00 | 37.59 | 15:00 | 37.4
17 | 12 | 16:00 | 6.22 | 16:00 | 6.19
18 | 12 | 17:00 | 0 | 17:00 | 0
19 | 12 | 18:00 | 0 | 18:00 | 0
20 | 12 | 19:00 | 0 | 19:00 | 0
21 | 12 | 20:00 | 0 | 20:00 | 0
22 | 12 | 21:00 | 0 | 21:00 | 0
23 | 12 | 22:00 | 0 | 22:00 | 0
24 | 12 | 23:00 | 0 | 23:00 | 0
1 | 12 | 0:00 | 0 | 0:00 | 0
2 | 12 | 1:00 | 0 | 1:00 | 0
3 | 12 | 2:00 | 0 | 2:00 | 0
4 | 12 | 3:00 | 0 | 3:00 | 0
5 | 12 | 4:00 | 0 | 4:00 | 0
6 | 12 | 5:00 | 0 | 5:00 | 0
7 | 12 | 6:00 | 0 | 6:00 | 0
8 | 12 | 7:00 | 7.26 | 7:00 | 7.22
9 | 12 | 8:00 | 41.39 | 8:00 | 41.18
10 | 12 | 9:00 | 60.26 | 9:00 | 59.96
11 | 12 | 10:00 | 60.46 | 10:00 | 60.16
12 | 12 | 11:00 | 57.22 | 11:00 | 56.94
13 | 12 | 12:00 | 56.86 | 12:00 | 56.58
14 | 12 | 13:00 | 58.81 | 13:00 | 58.52
15 | 12 | 14:00 | 62.1 | 14:00 | 61.79
16 | 12 | 15:00 | 44.7 | 15:00 | 44.48
17 | 12 | 16:00 | 7.41 | 16:00 | 7.37
18 | 12 | 17:00 | 0 | 17:00 | 0
19 | 12 | 18:00 | 0 | 18:00 | 0
20 | 12 | 19:00 | 0 | 19:00 | 0
21 | 12 | 20:00 | 0 | 20:00 | 0
22 | 12 | 21:00 | 0 | 21:00 | 0
23 | 12 | 22:00 | 0 | 22:00 | 0
24 | 12 | 23:00 | 0 | 23:00 | 0
1 | 12 | 0:00 | 0 | 0:00 | 0
2 | 12 | 1:00 | 0 | 1:00 | 0
3 | 12 | 2:00 | 0 | 2:00 | 0
4 | 12 | 3:00 | 0 | 3:00 | 0
5 | 12 | 4:00 | 0 | 4:00 | 0
6 | 12 | 5:00 | 0 | 5:00 | 0
7 | 12 | 6:00 | 0 | 6:00 | 0
8 | 12 | 7:00 | 5.27 | 7:00 | 5.25
9 | 12 | 8:00 | 30.66 | 8:00 | 30.5
10 | 12 | 9:00 | 45.03 | 9:00 | 44.8
11 | 12 | 10:00 | 48.96 | 10:00 | 48.72
12 | 12 | 11:00 | 48.21 | 11:00 | 47.97
13 | 12 | 12:00 | 46.54 | 12:00 | 46.31
14 | 12 | 13:00 | 46.97 | 13:00 | 46.73
15 | 12 | 14:00 | 45.78 | 14:00 | 45.55
16 | 12 | 15:00 | 34.19 | 15:00 | 34.02
17 | 12 | 16:00 | 5.61 | 16:00 | 5.58
18 | 12 | 17:00 | 0 | 17:00 | 0
19 | 12 | 18:00 | 0 | 18:00 | 0
20 | 12 | 19:00 | 0 | 19:00 | 0
21 | 12 | 20:00 | 0 | 20:00 | 0
22 | 12 | 21:00 | 0 | 21:00 | 0
23 | 12 | 22:00 | 0 | 22:00 | 0
24 | 12 | 23:00 | 0 | 23:00 | 0
1 | 12 | 0:00 | 0 | 0:00 | 0
2 | 12 | 1:00 | 0 | 1:00 | 0
3 | 12 | 2:00 | 0 | 2:00 | 0
4 | 12 | 3:00 | 0 | 3:00 | 0
5 | 12 | 4:00 | 0 | 4:00 | 0
6 | 12 | 5:00 | 0 | 5:00 | 0
7 | 12 | 6:00 | 0 | 6:00 | 0
8 | 12 | 7:00 | 6.45 | 7:00 | 6.42
9 | 12 | 8:00 | 37.75 | 8:00 | 37.57
10 | 12 | 9:00 | 51.78 | 9:00 | 51.53
11 | 12 | 10:00 | 51.98 | 10:00 | 51.72
12 | 12 | 11:00 | 52.28 | 11:00 | 52.02
13 | 12 | 12:00 | 50.54 | 12:00 | 50.28
14 | 12 | 13:00 | 46.25 | 13:00 | 46.02
15 | 12 | 14:00 | 43.46 | 14:00 | 43.24
16 | 12 | 15:00 | 32.04 | 15:00 | 31.88
17 | 12 | 16:00 | 5.34 | 16:00 | 5.32
18 | 12 | 17:00 | 0 | 17:00 | 0
19 | 12 | 18:00 | 0 | 18:00 | 0
20 | 12 | 19:00 | 0 | 19:00 | 0
21 | 12 | 20:00 | 0 | 20:00 | 0
22 | 12 | 21:00 | 0 | 21:00 | 0
23 | 12 | 22:00 | 0 | 22:00 | 0
24 | 12 | 23:00 | 0 | 23:00 | 0
1 | 12 | 0:00 | 0 | 0:00 | 0
2 | 12 | 1:00 | 0 | 1:00 | 0
3 | 12 | 2:00 | 0 | 2:00 | 0
4 | 12 | 3:00 | 0 | 3:00 | 0
5 | 12 | 4:00 | 0 | 4:00 | 0
6 | 12 | 5:00 | 0 | 5:00 | 0
7 | 12 | 6:00 | 0 | 6:00 | 0
8 | 12 | 7:00 | 5.88 | 7:00 | 5.85
9 | 12 | 8:00 | 35.25 | 8:00 | 35.08
10 | 12 | 9:00 | 49.18 | 9:00 | 48.94
11 | 12 | 10:00 | 49.32 | 10:00 | 49.07
12 | 12 | 11:00 | 45.71 | 11:00 | 45.48
13 | 12 | 12:00 | 46.92 | 12:00 | 46.69
14 | 12 | 13:00 | 52.1 | 13:00 | 51.84
15 | 12 | 14:00 | 57.88 | 14:00 | 57.59
16 | 12 | 15:00 | 42.08 | 15:00 | 41.87
17 | 12 | 16:00 | 6.74 | 16:00 | 6.71
18 | 12 | 17:00 | 0 | 17:00 | 0
19 | 12 | 18:00 | 0 | 18:00 | 0
20 | 12 | 19:00 | 0 | 19:00 | 0
21 | 12 | 20:00 | 0 | 20:00 | 0
22 | 12 | 21:00 | 0 | 21:00 | 0
23 | 12 | 22:00 | 0 | 22:00 | 0
24 | 12 | 23:00 | 0 | 23:00 | 0
1 | 12 | 0:00 | 0 | 0:00 | 0
2 | 12 | 1:00 | 0 | 1:00 | 0
3 | 12 | 2:00 | 0 | 2:00 | 0
4 | 12 | 3:00 | 0 | 3:00 | 0
5 | 12 | 4:00 | 0 | 4:00 | 0
6 | 12 | 5:00 | 0 | 5:00 | 0
7 | 12 | 6:00 | 0 | 6:00 | 0
8 | 12 | 7:00 | 5.08 | 7:00 | 5.06
9 | 12 | 8:00 | 31.51 | 8:00 | 31.35
10 | 12 | 9:00 | 47.76 | 9:00 | 47.52
11 | 12 | 10:00 | 47.89 | 10:00 | 47.65
12 | 12 | 11:00 | 47.71 | 11:00 | 47.47
13 | 12 | 12:00 | 46.65 | 12:00 | 46.42
14 | 12 | 13:00 | 45.8 | 13:00 | 45.57
15 | 12 | 14:00 | 46.16 | 14:00 | 45.92
16 | 12 | 15:00 | 33.45 | 15:00 | 33.28
17 | 12 | 16:00 | 6.01 | 16:00 | 5.98
18 | 12 | 17:00 | 0 | 17:00 | 0
19 | 12 | 18:00 | 0 | 18:00 | 0
20 | 12 | 19:00 | 0 | 19:00 | 0
21 | 12 | 20:00 | 0 | 20:00 | 0
22 | 12 | 21:00 | 0 | 21:00 | 0
23 | 12 | 22:00 | 0 | 22:00 | 0
24 | 12 | 23:00 | 0 | 23:00 | 0
1 | 12 | 0:00 | 0 | 0:00 | 0
2 | 12 | 1:00 | 0 | 1:00 | 0
3 | 12 | 2:00 | 0 | 2:00 | 0
4 | 12 | 3:00 | 0 | 3:00 | 0
5 | 12 | 4:00 | 0 | 4:00 | 0
6 | 12 | 5:00 | 0 | 5:00 | 0
7 | 12 | 6:00 | 0 | 6:00 | 0
8 | 12 | 7:00 | 5.37 | 7:00 | 5.34
9 | 12 | 8:00 | 31.5 | 8:00 | 31.34
10 | 12 | 9:00 | 48.47 | 9:00 | 48.23
11 | 12 | 10:00 | 52.66 | 10:00 | 52.4
12 | 12 | 11:00 | 53.61 | 11:00 | 53.34
13 | 12 | 12:00 | 52.69 | 12:00 | 52.43
14 | 12 | 13:00 | 54.79 | 13:00 | 54.51
15 | 12 | 14:00 | 54.53 | 14:00 | 54.25
16 | 12 | 15:00 | 37.91 | 15:00 | 37.72
17 | 12 | 16:00 | 6.73 | 16:00 | 6.69
18 | 12 | 17:00 | 0 | 17:00 | 0
19 | 12 | 18:00 | 0 | 18:00 | 0
20 | 12 | 19:00 | 0 | 19:00 | 0
21 | 12 | 20:00 | 0 | 20:00 | 0
22 | 12 | 21:00 | 0 | 21:00 | 0
23 | 12 | 22:00 | 0 | 22:00 | 0
24 | 12 | 23:00 | 0 | 23:00 | 0
1 | 12 | 0:00 | 0 | 0:00 | 0
2 | 12 | 1:00 | 0 | 1:00 | 0
3 | 12 | 2:00 | 0 | 2:00 | 0
4 | 12 | 3:00 | 0 | 3:00 | 0
5 | 12 | 4:00 | 0 | 4:00 | 0
6 | 12 | 5:00 | 0 | 5:00 | 0
7 | 12 | 6:00 | 0 | 6:00 | 0
8 | 12 | 7:00 | 3.24 | 7:00 | 3.22
9 | 12 | 8:00 | 22.1 | 8:00 | 21.99
10 | 12 | 9:00 | 31.91 | 9:00 | 31.75
11 | 12 | 10:00 | 33.39 | 10:00 | 33.22
12 | 12 | 11:00 | 35.92 | 11:00 | 35.74
13 | 12 | 12:00 | 35.26 | 12:00 | 35.09
14 | 12 | 13:00 | 34.9 | 13:00 | 34.73
15 | 12 | 14:00 | 33.03 | 14:00 | 32.87
16 | 12 | 15:00 | 21.89 | 15:00 | 21.78
17 | 12 | 16:00 | 4.34 | 16:00 | 4.31
18 | 12 | 17:00 | 0 | 17:00 | 0
19 | 12 | 18:00 | 0 | 18:00 | 0
20 | 12 | 19:00 | 0 | 19:00 | 0
21 | 12 | 20:00 | 0 | 20:00 | 0
22 | 12 | 21:00 | 0 | 21:00 | 0
23 | 12 | 22:00 | 0 | 22:00 | 0
24 | 12 | 23:00 | 0 | 23:00 | 0
1 | 12 | 0:00 | 0 | 0:00 | 0
2 | 12 | 1:00 | 0 | 1:00 | 0
3 | 12 | 2:00 | 0 | 2:00 | 0
4 | 12 | 3:00 | 0 | 3:00 | 0
5 | 12 | 4:00 | 0 | 4:00 | 0
6 | 12 | 5:00 | 0 | 5:00 | 0
7 | 12 | 6:00 | 0 | 6:00 | 0
8 | 12 | 7:00 | 3.97 | 7:00 | 3.95
9 | 12 | 8:00 | 27.51 | 8:00 | 27.37
10 | 12 | 9:00 | 45.9 | 9:00 | 45.67
11 | 12 | 10:00 | 44.71 | 10:00 | 44.49
12 | 12 | 11:00 | 47.6 | 11:00 | 47.36
13 | 12 | 12:00 | 47.14 | 12:00 | 46.91
14 | 12 | 13:00 | 44.74 | 13:00 | 44.52
15 | 12 | 14:00 | 45 | 14:00 | 44.77
16 | 12 | 15:00 | 33.56 | 15:00 | 33.39
17 | 12 | 16:00 | 6.21 | 16:00 | 6.18
18 | 12 | 17:00 | 0 | 17:00 | 0
19 | 12 | 18:00 | 0 | 18:00 | 0
20 | 12 | 19:00 | 0 | 19:00 | 0
21 | 12 | 20:00 | 0 | 20:00 | 0
22 | 12 | 21:00 | 0 | 21:00 | 0
23 | 12 | 22:00 | 0 | 22:00 | 0
24 | 12 | 23:00 | 0 | 23:00 | 0
1 | 12 | 0:00 | 0 | 0:00 | 0
2 | 12 | 1:00 | 0 | 1:00 | 0
3 | 12 | 2:00 | 0 | 2:00 | 0
4 | 12 | 3:00 | 0 | 3:00 | 0
5 | 12 | 4:00 | 0 | 4:00 | 0
6 | 12 | 5:00 | 0 | 5:00 | 0
7 | 12 | 6:00 | 0 | 6:00 | 0
8 | 12 | 7:00 | 4.12 | 7:00 | 4.1
9 | 12 | 8:00 | 32.21 | 8:00 | 32.05
10 | 12 | 9:00 | 52.38 | 9:00 | 52.12
11 | 12 | 10:00 | 51.67 | 10:00 | 51.41
12 | 12 | 11:00 | 49.44 | 11:00 | 49.19
13 | 12 | 12:00 | 47.88 | 12:00 | 47.64
14 | 12 | 13:00 | 49.76 | 13:00 | 49.51
15 | 12 | 14:00 | 50.54 | 14:00 | 50.29
16 | 12 | 15:00 | 36.48 | 15:00 | 36.3
17 | 12 | 16:00 | 6.6 | 16:00 | 6.57
18 | 12 | 17:00 | 0 | 17:00 | 0
19 | 12 | 18:00 | 0 | 18:00 | 0
20 | 12 | 19:00 | 0 | 19:00 | 0
21 | 12 | 20:00 | 0 | 20:00 | 0
22 | 12 | 21:00 | 0 | 21:00 | 0
23 | 12 | 22:00 | 0 | 22:00 | 0
24 | 12 | 23:00 | 0 | 23:00 | 0
1 | 12 | 0:00 | 0 | 0:00 | 0
2 | 12 | 1:00 | 0 | 1:00 | 0
3 | 12 | 2:00 | 0 | 2:00 | 0
4 | 12 | 3:00 | 0 | 3:00 | 0
5 | 12 | 4:00 | 0 | 4:00 | 0
6 | 12 | 5:00 | 0 | 5:00 | 0
7 | 12 | 6:00 | 0 | 6:00 | 0
8 | 12 | 7:00 | 3 | 7:00 | 2.98
9 | 12 | 8:00 | 21.13 | 8:00 | 21.02
10 | 12 | 9:00 | 35.3 | 9:00 | 35.12
11 | 12 | 10:00 | 36.28 | 10:00 | 36.1
12 | 12 | 11:00 | 37.79 | 11:00 | 37.6
13 | 12 | 12:00 | 37.93 | 12:00 | 37.74
14 | 12 | 13:00 | 39.14 | 13:00 | 38.94
15 | 12 | 14:00 | 40.61 | 14:00 | 40.41
16 | 12 | 15:00 | 28.27 | 15:00 | 28.13
17 | 12 | 16:00 | 5.14 | 16:00 | 5.12
18 | 12 | 17:00 | 0 | 17:00 | 0
19 | 12 | 18:00 | 0 | 18:00 | 0
20 | 12 | 19:00 | 0 | 19:00 | 0
21 | 12 | 20:00 | 0 | 20:00 | 0
22 | 12 | 21:00 | 0 | 21:00 | 0
23 | 12 | 22:00 | 0 | 22:00 | 0
24 | 12 | 23:00 | 0 | 23:00 | 0
1 | 12 | 0:00 | 0 | 0:00 | 0
2 | 12 | 1:00 | 0 | 1:00 | 0
3 | 12 | 2:00 | 0 | 2:00 | 0
4 | 12 | 3:00 | 0 | 3:00 | 0
5 | 12 | 4:00 | 0 | 4:00 | 0
6 | 12 | 5:00 | 0 | 5:00 | 0
7 | 12 | 6:00 | 0 | 6:00 | 0
8 | 12 | 7:00 | 4.53 | 7:00 | 4.51
9 | 12 | 8:00 | 32.38 | 8:00 | 32.22
10 | 12 | 9:00 | 50.25 | 9:00 | 50
11 | 12 | 10:00 | 52.83 | 10:00 | 52.56
12 | 12 | 11:00 | 50.61 | 11:00 | 50.35
13 | 12 | 12:00 | 50.12 | 12:00 | 49.87
14 | 12 | 13:00 | 52.98 | 13:00 | 52.72
15 | 12 | 14:00 | 51.54 | 14:00 | 51.29
16 | 12 | 15:00 | 36.63 | 15:00 | 36.45
17 | 12 | 16:00 | 7.03 | 16:00 | 7
18 | 12 | 17:00 | 0 | 17:00 | 0
19 | 12 | 18:00 | 0 | 18:00 | 0
20 | 12 | 19:00 | 0 | 19:00 | 0
21 | 12 | 20:00 | 0 | 20:00 | 0
22 | 12 | 21:00 | 0 | 21:00 | 0
23 | 12 | 22:00 | 0 | 22:00 | 0
24 | 12 | 23:00 | 0 | 23:00 | 0
1 | 12 | 0:00 | 0 | 0:00 | 0
2 | 12 | 1:00 | 0 | 1:00 | 0
3 | 12 | 2:00 | 0 | 2:00 | 0
4 | 12 | 3:00 | 0 | 3:00 | 0
5 | 12 | 4:00 | 0 | 4:00 | 0
6 | 12 | 5:00 | 0 | 5:00 | 0
7 | 12 | 6:00 | 0 | 6:00 | 0
8 | 12 | 7:00 | 4.38 | 7:00 | 4.36
9 | 12 | 8:00 | 36.49 | 8:00 | 36.3
10 | 12 | 9:00 | 54.37 | 9:00 | 54.1
11 | 12 | 10:00 | 51 | 10:00 | 50.75
12 | 12 | 11:00 | 49.16 | 11:00 | 48.92
13 | 12 | 12:00 | 50.15 | 12:00 | 49.89
14 | 12 | 13:00 | 50.93 | 13:00 | 50.67
15 | 12 | 14:00 | 53.63 | 14:00 | 53.36
16 | 12 | 15:00 | 36.83 | 15:00 | 36.65
17 | 12 | 16:00 | 7.12 | 16:00 | 7.08
18 | 12 | 17:00 | 0 | 17:00 | 0
19 | 12 | 18:00 | 0 | 18:00 | 0
20 | 12 | 19:00 | 0 | 19:00 | 0
21 | 12 | 20:00 | 0 | 20:00 | 0
22 | 12 | 21:00 | 0 | 21:00 | 0
23 | 12 | 22:00 | 0 | 22:00 | 0
24 | 12 | 23:00 | 0 | 23:00 | 0
1 | 12 | 0:00 | 0 | 0:00 | 0
2 | 12 | 1:00 | 0 | 1:00 | 0
3 | 12 | 2:00 | 0 | 2:00 | 0
4 | 12 | 3:00 | 0 | 3:00 | 0
5 | 12 | 4:00 | 0 | 4:00 | 0
6 | 12 | 5:00 | 0 | 5:00 | 0
7 | 12 | 6:00 | 0 | 6:00 | 0
8 | 12 | 7:00 | 4.28 | 7:00 | 4.26
9 | 12 | 8:00 | 30.32 | 8:00 | 30.17
10 | 12 | 9:00 | 47.8 | 9:00 | 47.56
11 | 12 | 10:00 | 49.87 | 10:00 | 49.62
12 | 12 | 11:00 | 51.54 | 11:00 | 51.29
13 | 12 | 12:00 | 54.97 | 12:00 | 54.7
14 | 12 | 13:00 | 55.96 | 13:00 | 55.68
15 | 12 | 14:00 | 54.22 | 14:00 | 53.95
16 | 12 | 15:00 | 39 | 15:00 | 38.81
17 | 12 | 16:00 | 7.05 | 16:00 | 7.02
18 | 12 | 17:00 | 0 | 17:00 | 0
19 | 12 | 18:00 | 0 | 18:00 | 0
20 | 12 | 19:00 | 0 | 19:00 | 0
21 | 12 | 20:00 | 0 | 20:00 | 0
22 | 12 | 21:00 | 0 | 21:00 | 0
23 | 12 | 22:00 | 0 | 22:00 | 0
24 | 12 | 23:00 | 0 | 23:00 | 0
1 | 12 | 0:00 | 0 | 0:00 | 0
2 | 12 | 1:00 | 0 | 1:00 | 0
3 | 12 | 2:00 | 0 | 2:00 | 0
4 | 12 | 3:00 | 0 | 3:00 | 0
5 | 12 | 4:00 | 0 | 4:00 | 0
6 | 12 | 5:00 | 0 | 5:00 | 0
7 | 12 | 6:00 | 0 | 6:00 | 0
8 | 12 | 7:00 | 3.12 | 7:00 | 3.11
9 | 12 | 8:00 | 25.64 | 8:00 | 25.51
10 | 12 | 9:00 | 43.2 | 9:00 | 42.98
11 | 12 | 10:00 | 46.49 | 10:00 | 46.25
12 | 12 | 11:00 | 46.67 | 11:00 | 46.44
13 | 12 | 12:00 | 44.03 | 12:00 | 43.81
14 | 12 | 13:00 | 40.4 | 13:00 | 40.2
15 | 12 | 14:00 | 39.03 | 14:00 | 38.83
16 | 12 | 15:00 | 32.2 | 15:00 | 32.04
17 | 12 | 16:00 | 6.25 | 16:00 | 6.22
18 | 12 | 17:00 | 0 | 17:00 | 0
19 | 12 | 18:00 | 0 | 18:00 | 0
20 | 12 | 19:00 | 0 | 19:00 | 0
21 | 12 | 20:00 | 0 | 20:00 | 0
22 | 12 | 21:00 | 0 | 21:00 | 0
23 | 12 | 22:00 | 0 | 22:00 | 0
24 | 12 | 23:00 | 0 | 23:00 | 0
1 | 12 | 0:00 | 0 | 0:00 | 0
2 | 12 | 1:00 | 0 | 1:00 | 0
3 | 12 | 2:00 | 0 | 2:00 | 0
4 | 12 | 3:00 | 0 | 3:00 | 0
5 | 12 | 4:00 | 0 | 4:00 | 0
6 | 12 | 5:00 | 0 | 5:00 | 0
7 | 12 | 6:00 | 0 | 6:00 | 0
8 | 12 | 7:00 | 4.35 | 7:00 | 4.33
9 | 12 | 8:00 | 33.16 | 8:00 | 32.99
10 | 12 | 9:00 | 47.05 | 9:00 | 46.82
11 | 12 | 10:00 | 49.18 | 10:00 | 48.94
12 | 12 | 11:00 | 49.76 | 11:00 | 49.52
13 | 12 | 12:00 | 48.16 | 12:00 | 47.92
14 | 12 | 13:00 | 50.65 | 13:00 | 50.4
15 | 12 | 14:00 | 52.12 | 14:00 | 51.86
16 | 12 | 15:00 | 37.27 | 15:00 | 37.08
17 | 12 | 16:00 | 7.27 | 16:00 | 7.24
18 | 12 | 17:00 | 0 | 17:00 | 0
19 | 12 | 18:00 | 0 | 18:00 | 0
20 | 12 | 19:00 | 0 | 19:00 | 0
21 | 12 | 20:00 | 0 | 20:00 | 0
22 | 12 | 21:00 | 0 | 21:00 | 0
23 | 12 | 22:00 | 0 | 22:00 | 0
24 | 12 | 23:00 | 0 | 23:00 | 0
1 | 12 | 0:00 | 0 | 0:00 | 0
2 | 12 | 1:00 | 0 | 1:00 | 0
3 | 12 | 2:00 | 0 | 2:00 | 0
4 | 12 | 3:00 | 0 | 3:00 | 0
5 | 12 | 4:00 | 0 | 4:00 | 0
6 | 12 | 5:00 | 0 | 5:00 | 0
7 | 12 | 6:00 | 0 | 6:00 | 0
8 | 12 | 7:00 | 3.73 | 7:00 | 3.71
9 | 12 | 8:00 | 31.73 | 8:00 | 31.57
10 | 12 | 9:00 | 50.92 | 9:00 | 50.66
11 | 12 | 10:00 | 49.97 | 10:00 | 49.72
12 | 12 | 11:00 | 46.34 | 11:00 | 46.11
13 | 12 | 12:00 | 43.86 | 12:00 | 43.65
14 | 12 | 13:00 | 46.87 | 13:00 | 46.64
15 | 12 | 14:00 | 50.6 | 14:00 | 50.35
16 | 12 | 15:00 | 37.84 | 15:00 | 37.65
17 | 12 | 16:00 | 7.28 | 16:00 | 7.24
18 | 12 | 17:00 | 0 | 17:00 | 0
19 | 12 | 18:00 | 0 | 18:00 | 0
20 | 12 | 19:00 | 0 | 19:00 | 0
21 | 12 | 20:00 | 0 | 20:00 | 0
22 | 12 | 21:00 | 0 | 21:00 | 0
23 | 12 | 22:00 | 0 | 22:00 | 0
24 | 12 | 23:00 | 0 | 23:00 | 0
1 | 12 | 0:00 | 0 | 0:00 | 0
2 | 12 | 1:00 | 0 | 1:00 | 0
3 | 12 | 2:00 | 0 | 2:00 | 0
4 | 12 | 3:00 | 0 | 3:00 | 0
5 | 12 | 4:00 | 0 | 4:00 | 0
6 | 12 | 5:00 | 0 | 5:00 | 0
7 | 12 | 6:00 | 0 | 6:00 | 0
8 | 12 | 7:00 | 2.97 | 7:00 | 2.95
9 | 12 | 8:00 | 25.81 | 8:00 | 25.68
10 | 12 | 9:00 | 36.33 | 9:00 | 36.15
11 | 12 | 10:00 | 36.17 | 10:00 | 35.98
12 | 12 | 11:00 | 37.39 | 11:00 | 37.2
13 | 12 | 12:00 | 38.03 | 12:00 | 37.84
14 | 12 | 13:00 | 42.32 | 13:00 | 42.11
15 | 12 | 14:00 | 44.67 | 14:00 | 44.45
16 | 12 | 15:00 | 34.03 | 15:00 | 33.86
17 | 12 | 16:00 | 6.93 | 16:00 | 6.9
18 | 12 | 17:00 | 0 | 17:00 | 0
19 | 12 | 18:00 | 0 | 18:00 | 0
20 | 12 | 19:00 | 0 | 19:00 | 0
21 | 12 | 20:00 | 0 | 20:00 | 0
22 | 12 | 21:00 | 0 | 21:00 | 0
23 | 12 | 22:00 | 0 | 22:00 | 0
24 | 12 | 23:00 | 0 | 23:00 | 0
1 | 12 | 0:00 | 0 | 0:00 | 0
2 | 12 | 1:00 | 0 | 1:00 | 0
3 | 12 | 2:00 | 0 | 2:00 | 0
4 | 12 | 3:00 | 0 | 3:00 | 0
5 | 12 | 4:00 | 0 | 4:00 | 0
6 | 12 | 5:00 | 0 | 5:00 | 0
7 | 12 | 6:00 | 0 | 6:00 | 0
8 | 12 | 7:00 | 4.04 | 7:00 | 4.02
9 | 12 | 8:00 | 34.75 | 8:00 | 34.58
10 | 12 | 9:00 | 55.08 | 9:00 | 54.8
11 | 12 | 10:00 | 53.9 | 10:00 | 53.63
12 | 12 | 11:00 | 52.7 | 11:00 | 52.43
13 | 12 | 12:00 | 49.57 | 12:00 | 49.32
14 | 12 | 13:00 | 51.28 | 13:00 | 51.02
15 | 12 | 14:00 | 49.03 | 14:00 | 48.78
16 | 12 | 15:00 | 36.52 | 15:00 | 36.34
17 | 12 | 16:00 | 7.66 | 16:00 | 7.62
18 | 12 | 17:00 | 0 | 17:00 | 0
19 | 12 | 18:00 | 0 | 18:00 | 0
20 | 12 | 19:00 | 0 | 19:00 | 0
21 | 12 | 20:00 | 0 | 20:00 | 0
22 | 12 | 21:00 | 0 | 21:00 | 0
23 | 12 | 22:00 | 0 | 22:00 | 0
24 | 12 | 23:00 | 0 | 23:00 | 0
1 | 12 | 0:00 | 0 | 0:00 | 0
2 | 12 | 1:00 | 0 | 1:00 | 0
3 | 12 | 2:00 | 0 | 2:00 | 0
4 | 12 | 3:00 | 0 | 3:00 | 0
5 | 12 | 4:00 | 0 | 4:00 | 0
6 | 12 | 5:00 | 0 | 5:00 | 0
7 | 12 | 6:00 | 0 | 6:00 | 0
8 | 12 | 7:00 | 3.58 | 7:00 | 3.56
9 | 12 | 8:00 | 30.56 | 8:00 | 30.41
10 | 12 | 9:00 | 50.33 | 9:00 | 50.08
11 | 12 | 10:00 | 53.96 | 10:00 | 53.69
12 | 12 | 11:00 | 52.63 | 11:00 | 52.37
13 | 12 | 12:00 | 49.53 | 12:00 | 49.28
14 | 12 | 13:00 | 53.32 | 13:00 | 53.05
15 | 12 | 14:00 | 58.93 | 14:00 | 58.64
16 | 12 | 15:00 | 41.23 | 15:00 | 41.02
17 | 12 | 16:00 | 8.48 | 16:00 | 8.44
18 | 12 | 17:00 | 0 | 17:00 | 0
19 | 12 | 18:00 | 0 | 18:00 | 0
20 | 12 | 19:00 | 0 | 19:00 | 0
21 | 12 | 20:00 | 0 | 20:00 | 0
22 | 12 | 21:00 | 0 | 21:00 | 0
23 | 12 | 22:00 | 0 | 22:00 | 0
24 | 12 | 23:00 | 0 | 23:00 | 0
1 | 12 | 0:00 | 0 | 0:00 | 0
2 | 12 | 1:00 | 0 | 1:00 | 0
3 | 12 | 2:00 | 0 | 2:00 | 0
4 | 12 | 3:00 | 0 | 3:00 | 0
5 | 12 | 4:00 | 0 | 4:00 | 0
6 | 12 | 5:00 | 0 | 5:00 | 0
7 | 12 | 6:00 | 0 | 6:00 | 0
8 | 12 | 7:00 | 3.26 | 7:00 | 3.25
9 | 12 | 8:00 | 29.72 | 8:00 | 29.57
10 | 12 | 9:00 | 50.05 | 9:00 | 49.8
11 | 12 | 10:00 | 49.98 | 10:00 | 49.73
12 | 12 | 11:00 | 47.97 | 11:00 | 47.73
13 | 12 | 12:00 | 46.57 | 12:00 | 46.34
14 | 12 | 13:00 | 49.38 | 13:00 | 49.14
15 | 12 | 14:00 | 47.36 | 14:00 | 47.12
16 | 12 | 15:00 | 37.7 | 15:00 | 37.51
17 | 12 | 16:00 | 8.25 | 16:00 | 8.21
18 | 12 | 17:00 | 0 | 17:00 | 0
19 | 12 | 18:00 | 0 | 18:00 | 0
20 | 12 | 19:00 | 0 | 19:00 | 0
21 | 12 | 20:00 | 0 | 20:00 | 0
22 | 12 | 21:00 | 0 | 21:00 | 0
23 | 12 | 22:00 | 0 | 22:00 | 0
24 | 12 | 23:00 | 0 | 23:00 | 0
1 | 12 | 0:00 | 0 | 0:00 | 0
2 | 12 | 1:00 | 0 | 1:00 | 0
3 | 12 | 2:00 | 0 | 2:00 | 0
4 | 12 | 3:00 | 0 | 3:00 | 0
5 | 12 | 4:00 | 0 | 4:00 | 0
6 | 12 | 5:00 | 0 | 5:00 | 0
7 | 12 | 6:00 | 0 | 6:00 | 0
8 | 12 | 7:00 | 3.71 | 7:00 | 3.69
9 | 12 | 8:00 | 33.78 | 8:00 | 33.61
10 | 12 | 9:00 | 50.84 | 9:00 | 50.58
11 | 12 | 10:00 | 49.06 | 10:00 | 48.82
12 | 12 | 11:00 | 48.55 | 11:00 | 48.31
13 | 12 | 12:00 | 48.17 | 12:00 | 47.93
14 | 12 | 13:00 | 51.09 | 13:00 | 50.84
15 | 12 | 14:00 | 50.75 | 14:00 | 50.5
16 | 12 | 15:00 | 35.23 | 15:00 | 35.06
17 | 12 | 16:00 | 7.86 | 16:00 | 7.82
18 | 12 | 17:00 | 0 | 17:00 | 0
19 | 12 | 18:00 | 0 | 18:00 | 0
20 | 12 | 19:00 | 0 | 19:00 | 0
21 | 12 | 20:00 | 0 | 20:00 | 0
22 | 12 | 21:00 | 0 | 21:00 | 0
23 | 12 | 22:00 | 0 | 22:00 | 0
24 | 12 | 23:00 | 0 | 23:00 | 0
1 | 12 | 0:00 | 0 | 0:00 | 0
2 | 12 | 1:00 | 0 | 1:00 | 0
3 | 12 | 2:00 | 0 | 2:00 | 0
4 | 12 | 3:00 | 0 | 3:00 | 0
5 | 12 | 4:00 | 0 | 4:00 | 0
6 | 12 | 5:00 | 0 | 5:00 | 0
7 | 12 | 6:00 | 0 | 6:00 | 0
8 | 12 | 7:00 | 2.74 | 7:00 | 2.73
9 | 12 | 8:00 | 28.4 | 8:00 | 28.26
10 | 12 | 9:00 | 46.4 | 9:00 | 46.16
11 | 12 | 10:00 | 46.21 | 10:00 | 45.98
12 | 12 | 11:00 | 46.61 | 11:00 | 46.38
13 | 12 | 12:00 | 43.69 | 12:00 | 43.47
14 | 12 | 13:00 | 42.99 | 13:00 | 42.77
15 | 12 | 14:00 | 47.64 | 14:00 | 47.41
16 | 12 | 15:00 | 37.79 | 15:00 | 37.6
17 | 12 | 16:00 | 8.93 | 16:00 | 8.89
18 | 12 | 17:00 | 0 | 17:00 | 0
19 | 12 | 18:00 | 0 | 18:00 | 0
20 | 12 | 19:00 | 0 | 19:00 | 0
21 | 12 | 20:00 | 0 | 20:00 | 0
22 | 12 | 21:00 | 0 | 21:00 | 0
23 | 12 | 22:00 | 0 | 22:00 | 0
24 | 12 | 23:00 | 0 | 23:00 | 0
1 | 12 | 0:00 | 0 | 0:00 | 0
2 | 12 | 1:00 | 0 | 1:00 | 0
3 | 12 | 2:00 | 0 | 2:00 | 0
4 | 12 | 3:00 | 0 | 3:00 | 0
5 | 12 | 4:00 | 0 | 4:00 | 0
6 | 12 | 5:00 | 0 | 5:00 | 0
7 | 12 | 6:00 | 0 | 6:00 | 0
8 | 12 | 7:00 | 3.62 | 7:00 | 3.6
9 | 12 | 8:00 | 34 | 8:00 | 33.83
10 | 12 | 9:00 | 55.02 | 9:00 | 54.75
11 | 12 | 10:00 | 58.3 | 10:00 | 58.01
12 | 12 | 11:00 | 57.39 | 11:00 | 57.11
13 | 12 | 12:00 | 56.72 | 12:00 | 56.44
14 | 12 | 13:00 | 56.1 | 13:00 | 55.82
15 | 12 | 14:00 | 56.27 | 14:00 | 55.99
16 | 12 | 15:00 | 43.37 | 15:00 | 43.15
17 | 12 | 16:00 | 10.02 | 16:00 | 9.97
18 | 12 | 17:00 | 0 | 17:00 | 0
19 | 12 | 18:00 | 0 | 18:00 | 0
20 | 12 | 19:00 | 0 | 19:00 | 0
21 | 12 | 20:00 | 0 | 20:00 | 0
22 | 12 | 21:00 | 0 | 21:00 | 0
23 | 12 | 22:00 | 0 | 22:00 | 0
24 | 12 | 23:00 | 0 | 23:00 | 0
1 | 12 | 0:00 | 0 | 0:00 | 0
2 | 12 | 1:00 | 0 | 1:00 | 0
3 | 12 | 2:00 | 0 | 2:00 | 0
4 | 12 | 3:00 | 0 | 3:00 | 0
5 | 12 | 4:00 | 0 | 4:00 | 0
6 | 12 | 5:00 | 0 | 5:00 | 0
7 | 12 | 6:00 | 0 | 6:00 | 0
8 | 12 | 7:00 | 3.1 | 7:00 | 3.08
9 | 12 | 8:00 | 26.62 | 8:00 | 26.49
10 | 12 | 9:00 | 46.96 | 9:00 | 46.73
11 | 12 | 10:00 | 46.13 | 10:00 | 45.9
12 | 12 | 11:00 | 44.07 | 11:00 | 43.85
13 | 12 | 12:00 | 44.58 | 12:00 | 44.36
14 | 12 | 13:00 | 46.75 | 13:00 | 46.51
15 | 12 | 14:00 | 49.17 | 14:00 | 48.92
16 | 12 | 15:00 | 41.83 | 15:00 | 41.62
17 | 12 | 16:00 | 9.51 | 16:00 | 9.47
18 | 12 | 17:00 | 0 | 17:00 | 0
19 | 12 | 18:00 | 0 | 18:00 | 0
20 | 12 | 19:00 | 0 | 19:00 | 0
21 | 12 | 20:00 | 0 | 20:00 | 0
22 | 12 | 21:00 | 0 | 21:00 | 0
23 | 12 | 22:00 | 0 | 22:00 | 0
24 | 12 | 23:00 | 0 | 23:00 | 0
1 | 12 | 0:00 | 0 | 0:00 | 0
2 | 12 | 1:00 | 0 | 1:00 | 0
3 | 12 | 2:00 | 0 | 2:00 | 0
4 | 12 | 3:00 | 0 | 3:00 | 0
5 | 12 | 4:00 | 0 | 4:00 | 0
6 | 12 | 5:00 | 0 | 5:00 | 0
7 | 12 | 6:00 | 0 | 6:00 | 0
8 | 12 | 7:00 | 3.31 | 7:00 | 3.29
9 | 12 | 8:00 | 31.57 | 8:00 | 31.41
10 | 12 | 9:00 | 48.48 | 9:00 | 48.24
11 | 12 | 10:00 | 50.8 | 10:00 | 50.55
12 | 12 | 11:00 | 47.15 | 11:00 | 46.92
13 | 12 | 12:00 | 48.69 | 12:00 | 48.45
14 | 12 | 13:00 | 46.83 | 13:00 | 46.6
15 | 12 | 14:00 | 47.54 | 14:00 | 47.3
16 | 12 | 15:00 | 36.9 | 15:00 | 36.72
17 | 12 | 16:00 | 9.13 | 16:00 | 9.08
18 | 12 | 17:00 | 0 | 17:00 | 0
19 | 12 | 18:00 | 0 | 18:00 | 0
20 | 12 | 19:00 | 0 | 19:00 | 0
21 | 12 | 20:00 | 0 | 20:00 | 0
22 | 12 | 21:00 | 0 | 21:00 | 0
23 | 12 | 22:00 | 0 | 22:00 | 0
24 | 12 | 23:00 | 0 | 23:00 | 0
1 | 12 | 0:00 | 0 | 0:00 | 0

## P90 - Wind or PV + BESS
Hourly Profile - Resource + BESS
Enter Generation in P90 MWh for corresponding hours for Year 1 and Year 2 below. Example provided.
Note: P90 (Annual Guaranteed Energy Quantity): The conservative/guaranteed estimate; there is a 90% chance the actual annual generation will be higher than this value
|  | Year 1 P90 Energy Quantity | 245219.43 | Year 2 P90 Energy Quantity | 243993.44
Bidder ID #
Proposal ID #
Hour # | Month | Year 1 Hour | Year 1 Generation (MWh) | Year 2 Hour | Year 2 Generation (MWh)
| EXAMPLE | 1:00 | 0 | 1:00 | 0
2 | 1 | 1:00 | 0 | 1:00 | 0
3 | 1 | 2:00 | 0 | 2:00 | 0
4 | 1 | 3:00 | 0 | 3:00 | 0
5 | 1 | 4:00 | 0 | 4:00 | 0
6 | 1 | 5:00 | 0 | 5:00 | 0
7 | 1 | 6:00 | 0 | 6:00 | 0
8 | 1 | 7:00 | 2.69 | 7:00 | 2.68
9 | 1 | 8:00 | 27.22 | 8:00 | 27.09
10 | 1 | 9:00 | 45.92 | 9:00 | 45.69
11 | 1 | 10:00 | 45.07 | 10:00 | 44.85
12 | 1 | 11:00 | 45.34 | 11:00 | 45.12
13 | 1 | 12:00 | 45.48 | 12:00 | 45.25
14 | 1 | 13:00 | 50.66 | 13:00 | 50.41
15 | 1 | 14:00 | 51.67 | 14:00 | 51.41
16 | 1 | 15:00 | 39.21 | 15:00 | 39.01
17 | 1 | 16:00 | 9.68 | 16:00 | 9.63
18 | 1 | 17:00 | 0 | 17:00 | 0
19 | 1 | 18:00 | 0 | 18:00 | 0
20 | 1 | 19:00 | 0 | 19:00 | 0
21 | 1 | 20:00 | 0 | 20:00 | 0
22 | 1 | 21:00 | 0 | 21:00 | 0
23 | 1 | 22:00 | 0 | 22:00 | 0
24 | 1 | 23:00 | 0 | 23:00 | 0
1 | 1 | 0:00 | 0 | 0:00 | 0
2 | 1 | 1:00 | 0 | 1:00 | 0
3 | 1 | 2:00 | 0 | 2:00 | 0
4 | 1 | 3:00 | 0 | 3:00 | 0
5 | 1 | 4:00 | 0 | 4:00 | 0
6 | 1 | 5:00 | 0 | 5:00 | 0
7 | 1 | 6:00 | 0 | 6:00 | 0
8 | 1 | 7:00 | 3.65 | 7:00 | 3.63
9 | 1 | 8:00 | 35.27 | 8:00 | 35.09
10 | 1 | 9:00 | 59.11 | 9:00 | 58.81
11 | 1 | 10:00 | 54.58 | 10:00 | 54.3
12 | 1 | 11:00 | 53.89 | 11:00 | 53.63
13 | 1 | 12:00 | 52.36 | 12:00 | 52.1
14 | 1 | 13:00 | 55.01 | 13:00 | 54.73
15 | 1 | 14:00 | 53.41 | 14:00 | 53.14
16 | 1 | 15:00 | 42.14 | 15:00 | 41.93
17 | 1 | 16:00 | 10.8 | 16:00 | 10.75
18 | 1 | 17:00 | 0 | 17:00 | 0
19 | 1 | 18:00 | 0 | 18:00 | 0
20 | 1 | 19:00 | 0 | 19:00 | 0
21 | 1 | 20:00 | 0 | 20:00 | 0
22 | 1 | 21:00 | 0 | 21:00 | 0
23 | 1 | 22:00 | 0 | 22:00 | 0
24 | 1 | 23:00 | 0 | 23:00 | 0
1 | 1 | 0:00 | 0 | 0:00 | 0
2 | 1 | 1:00 | 0 | 1:00 | 0
3 | 1 | 2:00 | 0 | 2:00 | 0
4 | 1 | 3:00 | 0 | 3:00 | 0
5 | 1 | 4:00 | 0 | 4:00 | 0
6 | 1 | 5:00 | 0 | 5:00 | 0
7 | 1 | 6:00 | 0 | 6:00 | 0
8 | 1 | 7:00 | 3.9 | 7:00 | 3.88
9 | 1 | 8:00 | 37.81 | 8:00 | 37.62
10 | 1 | 9:00 | 63.95 | 9:00 | 63.63
11 | 1 | 10:00 | 63.51 | 10:00 | 63.19
12 | 1 | 11:00 | 59.56 | 11:00 | 59.27
13 | 1 | 12:00 | 56.57 | 12:00 | 56.29
14 | 1 | 13:00 | 61.53 | 13:00 | 61.22
15 | 1 | 14:00 | 65.71 | 14:00 | 65.38
16 | 1 | 15:00 | 53.16 | 15:00 | 52.9
17 | 1 | 16:00 | 13.67 | 16:00 | 13.61
18 | 1 | 17:00 | 0 | 17:00 | 0
19 | 1 | 18:00 | 0 | 18:00 | 0
20 | 1 | 19:00 | 0 | 19:00 | 0
21 | 1 | 20:00 | 0 | 20:00 | 0
22 | 1 | 21:00 | 0 | 21:00 | 0
23 | 1 | 22:00 | 0 | 22:00 | 0
24 | 1 | 23:00 | 0 | 23:00 | 0
1 | 1 | 0:00 | 0 | 0:00 | 0
2 | 1 | 1:00 | 0 | 1:00 | 0
3 | 1 | 2:00 | 0 | 2:00 | 0
4 | 1 | 3:00 | 0 | 3:00 | 0
5 | 1 | 4:00 | 0 | 4:00 | 0
6 | 1 | 5:00 | 0 | 5:00 | 0
7 | 1 | 6:00 | 0 | 6:00 | 0
8 | 1 | 7:00 | 3.42 | 7:00 | 3.41
9 | 1 | 8:00 | 30.72 | 8:00 | 30.56
10 | 1 | 9:00 | 52.77 | 9:00 | 52.51
11 | 1 | 10:00 | 52.23 | 10:00 | 51.97
12 | 1 | 11:00 | 50.23 | 11:00 | 49.98
13 | 1 | 12:00 | 52.11 | 12:00 | 51.85
14 | 1 | 13:00 | 56.94 | 13:00 | 56.66
15 | 1 | 14:00 | 61.92 | 14:00 | 61.61
16 | 1 | 15:00 | 49.35 | 15:00 | 49.1
17 | 1 | 16:00 | 12.17 | 16:00 | 12.11
18 | 1 | 17:00 | 0 | 17:00 | 0
19 | 1 | 18:00 | 0 | 18:00 | 0
20 | 1 | 19:00 | 0 | 19:00 | 0
21 | 1 | 20:00 | 0 | 20:00 | 0
22 | 1 | 21:00 | 0 | 21:00 | 0
23 | 1 | 22:00 | 0 | 22:00 | 0
24 | 1 | 23:00 | 0 | 23:00 | 0
1 | 1 | 0:00 | 0 | 0:00 | 0
2 | 1 | 1:00 | 0 | 1:00 | 0
3 | 1 | 2:00 | 0 | 2:00 | 0
4 | 1 | 3:00 | 0 | 3:00 | 0
5 | 1 | 4:00 | 0 | 4:00 | 0
6 | 1 | 5:00 | 0 | 5:00 | 0
7 | 1 | 6:00 | 0 | 6:00 | 0
8 | 1 | 7:00 | 3.12 | 7:00 | 3.11
9 | 1 | 8:00 | 29.05 | 8:00 | 28.91
10 | 1 | 9:00 | 47.84 | 9:00 | 47.6
11 | 1 | 10:00 | 49.25 | 10:00 | 49
12 | 1 | 11:00 | 49.89 | 11:00 | 49.64
13 | 1 | 12:00 | 48.02 | 12:00 | 47.78
14 | 1 | 13:00 | 49.5 | 13:00 | 49.25
15 | 1 | 14:00 | 49.73 | 14:00 | 49.48
16 | 1 | 15:00 | 41.5 | 15:00 | 41.29
17 | 1 | 16:00 | 11.93 | 16:00 | 11.87
18 | 1 | 17:00 | 0 | 17:00 | 0
19 | 1 | 18:00 | 0 | 18:00 | 0
20 | 1 | 19:00 | 0 | 19:00 | 0
21 | 1 | 20:00 | 0 | 20:00 | 0
22 | 1 | 21:00 | 0 | 21:00 | 0
23 | 1 | 22:00 | 0 | 22:00 | 0
24 | 1 | 23:00 | 0 | 23:00 | 0
1 | 1 | 0:00 | 0 | 0:00 | 0
2 | 1 | 1:00 | 0 | 1:00 | 0
3 | 1 | 2:00 | 0 | 2:00 | 0
4 | 1 | 3:00 | 0 | 3:00 | 0
5 | 1 | 4:00 | 0 | 4:00 | 0
6 | 1 | 5:00 | 0 | 5:00 | 0
7 | 1 | 6:00 | 0 | 6:00 | 0
8 | 1 | 7:00 | 3.65 | 7:00 | 3.63
9 | 1 | 8:00 | 35.86 | 8:00 | 35.68
10 | 1 | 9:00 | 59.42 | 9:00 | 59.12
11 | 1 | 10:00 | 59.15 | 10:00 | 58.86
12 | 1 | 11:00 | 58.81 | 11:00 | 58.52
13 | 1 | 12:00 | 57.63 | 12:00 | 57.35
14 | 1 | 13:00 | 60.76 | 13:00 | 60.46
15 | 1 | 14:00 | 59.81 | 14:00 | 59.51
16 | 1 | 15:00 | 51.3 | 15:00 | 51.04
17 | 1 | 16:00 | 14.33 | 16:00 | 14.26
18 | 1 | 17:00 | 0 | 17:00 | 0
19 | 1 | 18:00 | 0 | 18:00 | 0
20 | 1 | 19:00 | 0 | 19:00 | 0
21 | 1 | 20:00 | 0 | 20:00 | 0
22 | 1 | 21:00 | 0 | 21:00 | 0
23 | 1 | 22:00 | 0 | 22:00 | 0
24 | 1 | 23:00 | 0 | 23:00 | 0
1 | 1 | 0:00 | 0 | 0:00 | 0
2 | 1 | 1:00 | 0 | 1:00 | 0
3 | 1 | 2:00 | 0 | 2:00 | 0
4 | 1 | 3:00 | 0 | 3:00 | 0
5 | 1 | 4:00 | 0 | 4:00 | 0
6 | 1 | 5:00 | 0 | 5:00 | 0
7 | 1 | 6:00 | 0 | 6:00 | 0
8 | 1 | 7:00 | 3.12 | 7:00 | 3.1
9 | 1 | 8:00 | 31 | 8:00 | 30.85
10 | 1 | 9:00 | 50.97 | 9:00 | 50.72
11 | 1 | 10:00 | 52.57 | 10:00 | 52.3
12 | 1 | 11:00 | 53.43 | 11:00 | 53.16
13 | 1 | 12:00 | 52.85 | 12:00 | 52.59
14 | 1 | 13:00 | 55.28 | 13:00 | 55
15 | 1 | 14:00 | 54.23 | 14:00 | 53.96
16 | 1 | 15:00 | 48.33 | 15:00 | 48.09
17 | 1 | 16:00 | 13.31 | 16:00 | 13.24
18 | 1 | 17:00 | 0 | 17:00 | 0
19 | 1 | 18:00 | 0 | 18:00 | 0
20 | 1 | 19:00 | 0 | 19:00 | 0
21 | 1 | 20:00 | 0 | 20:00 | 0
22 | 1 | 21:00 | 0 | 21:00 | 0
23 | 1 | 22:00 | 0 | 22:00 | 0
24 | 1 | 23:00 | 0 | 23:00 | 0
1 | 1 | 0:00 | 0 | 0:00 | 0
2 | 1 | 1:00 | 0 | 1:00 | 0
3 | 1 | 2:00 | 0 | 2:00 | 0
4 | 1 | 3:00 | 0 | 3:00 | 0
5 | 1 | 4:00 | 0 | 4:00 | 0
6 | 1 | 5:00 | 0 | 5:00 | 0
7 | 1 | 6:00 | 0 | 6:00 | 0
8 | 1 | 7:00 | 3.27 | 7:00 | 3.25
9 | 1 | 8:00 | 28.44 | 8:00 | 28.3
10 | 1 | 9:00 | 46.52 | 9:00 | 46.29
11 | 1 | 10:00 | 48.81 | 10:00 | 48.56
12 | 1 | 11:00 | 47.46 | 11:00 | 47.22
13 | 1 | 12:00 | 46.2 | 12:00 | 45.97
14 | 1 | 13:00 | 44.25 | 13:00 | 44.03
15 | 1 | 14:00 | 46.23 | 14:00 | 45.99
16 | 1 | 15:00 | 40.75 | 15:00 | 40.55
17 | 1 | 16:00 | 13.15 | 16:00 | 13.09
18 | 1 | 17:00 | 0 | 17:00 | 0
19 | 1 | 18:00 | 0 | 18:00 | 0
20 | 1 | 19:00 | 0 | 19:00 | 0
21 | 1 | 20:00 | 0 | 20:00 | 0
22 | 1 | 21:00 | 0 | 21:00 | 0
23 | 1 | 22:00 | 0 | 22:00 | 0
24 | 1 | 23:00 | 0 | 23:00 | 0
1 | 1 | 0:00 | 0 | 0:00 | 0
2 | 1 | 1:00 | 0 | 1:00 | 0
3 | 1 | 2:00 | 0 | 2:00 | 0
4 | 1 | 3:00 | 0 | 3:00 | 0
5 | 1 | 4:00 | 0 | 4:00 | 0
6 | 1 | 5:00 | 0 | 5:00 | 0
7 | 1 | 6:00 | 0 | 6:00 | 0
8 | 1 | 7:00 | 2.71 | 7:00 | 2.7
9 | 1 | 8:00 | 28.31 | 8:00 | 28.17
10 | 1 | 9:00 | 46.71 | 9:00 | 46.47
11 | 1 | 10:00 | 45.91 | 10:00 | 45.68
12 | 1 | 11:00 | 45.15 | 11:00 | 44.92
13 | 1 | 12:00 | 42.67 | 12:00 | 42.45
14 | 1 | 13:00 | 44.4 | 13:00 | 44.18
15 | 1 | 14:00 | 44.41 | 14:00 | 44.19
16 | 1 | 15:00 | 38.95 | 15:00 | 38.75
17 | 1 | 16:00 | 11.52 | 16:00 | 11.46
18 | 1 | 17:00 | 0 | 17:00 | 0
19 | 1 | 18:00 | 0 | 18:00 | 0
20 | 1 | 19:00 | 0 | 19:00 | 0
21 | 1 | 20:00 | 0 | 20:00 | 0
22 | 1 | 21:00 | 0 | 21:00 | 0
23 | 1 | 22:00 | 0 | 22:00 | 0
24 | 1 | 23:00 | 0 | 23:00 | 0
1 | 1 | 0:00 | 0 | 0:00 | 0
2 | 1 | 1:00 | 0 | 1:00 | 0
3 | 1 | 2:00 | 0 | 2:00 | 0
4 | 1 | 3:00 | 0 | 3:00 | 0
5 | 1 | 4:00 | 0 | 4:00 | 0
6 | 1 | 5:00 | 0 | 5:00 | 0
7 | 1 | 6:00 | 0 | 6:00 | 0
8 | 1 | 7:00 | 3.18 | 7:00 | 3.17
9 | 1 | 8:00 | 28.43 | 8:00 | 28.29
10 | 1 | 9:00 | 46.46 | 9:00 | 46.23
11 | 1 | 10:00 | 47.96 | 10:00 | 47.72
12 | 1 | 11:00 | 48.28 | 11:00 | 48.04
13 | 1 | 12:00 | 48.98 | 12:00 | 48.74
14 | 1 | 13:00 | 49.38 | 13:00 | 49.13
15 | 1 | 14:00 | 47.26 | 14:00 | 47.03
16 | 1 | 15:00 | 40.16 | 15:00 | 39.96
17 | 1 | 16:00 | 12 | 16:00 | 11.94
18 | 1 | 17:00 | 0 | 17:00 | 0
19 | 1 | 18:00 | 0 | 18:00 | 0
20 | 1 | 19:00 | 0 | 19:00 | 0
21 | 1 | 20:00 | 0 | 20:00 | 0
22 | 1 | 21:00 | 0 | 21:00 | 0
23 | 1 | 22:00 | 0 | 22:00 | 0
24 | 1 | 23:00 | 0 | 23:00 | 0
1 | 1 | 0:00 | 0 | 0:00 | 0
2 | 1 | 1:00 | 0 | 1:00 | 0
3 | 1 | 2:00 | 0 | 2:00 | 0
4 | 1 | 3:00 | 0 | 3:00 | 0
5 | 1 | 4:00 | 0 | 4:00 | 0
6 | 1 | 5:00 | 0 | 5:00 | 0
7 | 1 | 6:00 | 0 | 6:00 | 0
8 | 1 | 7:00 | 3.99 | 7:00 | 3.97
9 | 1 | 8:00 | 37.08 | 8:00 | 36.89
10 | 1 | 9:00 | 62.42 | 9:00 | 62.1
11 | 1 | 10:00 | 63.79 | 10:00 | 63.48
12 | 1 | 11:00 | 60.83 | 11:00 | 60.53
13 | 1 | 12:00 | 57.9 | 12:00 | 57.61
14 | 1 | 13:00 | 56.91 | 13:00 | 56.62
15 | 1 | 14:00 | 55.62 | 14:00 | 55.34
16 | 1 | 15:00 | 53.58 | 15:00 | 53.31
17 | 1 | 16:00 | 17.31 | 16:00 | 17.23
18 | 1 | 17:00 | 0 | 17:00 | 0
19 | 1 | 18:00 | 0 | 18:00 | 0
20 | 1 | 19:00 | 0 | 19:00 | 0
21 | 1 | 20:00 | 0 | 20:00 | 0
22 | 1 | 21:00 | 0 | 21:00 | 0
23 | 1 | 22:00 | 0 | 22:00 | 0
24 | 1 | 23:00 | 0 | 23:00 | 0
1 | 1 | 0:00 | 0 | 0:00 | 0
2 | 1 | 1:00 | 0 | 1:00 | 0
3 | 1 | 2:00 | 0 | 2:00 | 0
4 | 1 | 3:00 | 0 | 3:00 | 0
5 | 1 | 4:00 | 0 | 4:00 | 0
6 | 1 | 5:00 | 0 | 5:00 | 0
7 | 1 | 6:00 | 0 | 6:00 | 0
8 | 1 | 7:00 | 3.18 | 7:00 | 3.16
9 | 1 | 8:00 | 27.24 | 8:00 | 27.11
10 | 1 | 9:00 | 43.51 | 9:00 | 43.3
11 | 1 | 10:00 | 49.23 | 10:00 | 48.99
12 | 1 | 11:00 | 50.08 | 11:00 | 49.83
13 | 1 | 12:00 | 45.28 | 12:00 | 45.05
14 | 1 | 13:00 | 46.81 | 13:00 | 46.57
15 | 1 | 14:00 | 45.98 | 14:00 | 45.75
16 | 1 | 15:00 | 41.18 | 15:00 | 40.97
17 | 1 | 16:00 | 14.05 | 16:00 | 13.98
18 | 1 | 17:00 | 0 | 17:00 | 0
19 | 1 | 18:00 | 0 | 18:00 | 0
20 | 1 | 19:00 | 0 | 19:00 | 0
21 | 1 | 20:00 | 0 | 20:00 | 0
22 | 1 | 21:00 | 0 | 21:00 | 0
23 | 1 | 22:00 | 0 | 22:00 | 0
24 | 1 | 23:00 | 0 | 23:00 | 0
1 | 1 | 0:00 | 0 | 0:00 | 0
2 | 1 | 1:00 | 0 | 1:00 | 0
3 | 1 | 2:00 | 0 | 2:00 | 0
4 | 1 | 3:00 | 0 | 3:00 | 0
5 | 1 | 4:00 | 0 | 4:00 | 0
6 | 1 | 5:00 | 0 | 5:00 | 0
7 | 1 | 6:00 | 0 | 6:00 | 0
8 | 1 | 7:00 | 3.29 | 7:00 | 3.27
9 | 1 | 8:00 | 32.47 | 8:00 | 32.31
10 | 1 | 9:00 | 55.1 | 9:00 | 54.82
11 | 1 | 10:00 | 54.34 | 10:00 | 54.07
12 | 1 | 11:00 | 52.92 | 11:00 | 52.66
13 | 1 | 12:00 | 47.41 | 12:00 | 47.17
14 | 1 | 13:00 | 53.18 | 13:00 | 52.92
15 | 1 | 14:00 | 60.18 | 14:00 | 59.88
16 | 1 | 15:00 | 55.77 | 15:00 | 55.49
17 | 1 | 16:00 | 18.32 | 16:00 | 18.23
18 | 1 | 17:00 | 0 | 17:00 | 0
19 | 1 | 18:00 | 0 | 18:00 | 0
20 | 1 | 19:00 | 0 | 19:00 | 0
21 | 1 | 20:00 | 0 | 20:00 | 0
22 | 1 | 21:00 | 0 | 21:00 | 0
23 | 1 | 22:00 | 0 | 22:00 | 0
24 | 1 | 23:00 | 0 | 23:00 | 0
1 | 1 | 0:00 | 0 | 0:00 | 0
2 | 1 | 1:00 | 0 | 1:00 | 0
3 | 1 | 2:00 | 0 | 2:00 | 0
4 | 1 | 3:00 | 0 | 3:00 | 0
5 | 1 | 4:00 | 0 | 4:00 | 0
6 | 1 | 5:00 | 0 | 5:00 | 0
7 | 1 | 6:00 | 0 | 6:00 | 0
8 | 1 | 7:00 | 3.96 | 7:00 | 3.94
9 | 1 | 8:00 | 35.71 | 8:00 | 35.54
10 | 1 | 9:00 | 56.33 | 9:00 | 56.05
11 | 1 | 10:00 | 57.01 | 10:00 | 56.72
12 | 1 | 11:00 | 57.08 | 11:00 | 56.8
13 | 1 | 12:00 | 56.58 | 12:00 | 56.3
14 | 1 | 13:00 | 59.89 | 13:00 | 59.59
15 | 1 | 14:00 | 65.42 | 14:00 | 65.09
16 | 1 | 15:00 | 58.5 | 15:00 | 58.21
17 | 1 | 16:00 | 18.65 | 16:00 | 18.56
18 | 1 | 17:00 | 0 | 17:00 | 0
19 | 1 | 18:00 | 0 | 18:00 | 0
20 | 1 | 19:00 | 0 | 19:00 | 0
21 | 1 | 20:00 | 0 | 20:00 | 0
22 | 1 | 21:00 | 0 | 21:00 | 0
23 | 1 | 22:00 | 0 | 22:00 | 0
24 | 1 | 23:00 | 0 | 23:00 | 0
1 | 1 | 0:00 | 0 | 0:00 | 0
2 | 1 | 1:00 | 0 | 1:00 | 0
3 | 1 | 2:00 | 0 | 2:00 | 0
4 | 1 | 3:00 | 0 | 3:00 | 0
5 | 1 | 4:00 | 0 | 4:00 | 0
6 | 1 | 5:00 | 0 | 5:00 | 0
7 | 1 | 6:00 | 0 | 6:00 | 0
8 | 1 | 7:00 | 3.8 | 7:00 | 3.78
9 | 1 | 8:00 | 35.61 | 8:00 | 35.43
10 | 1 | 9:00 | 58.02 | 9:00 | 57.73
11 | 1 | 10:00 | 60.53 | 10:00 | 60.22
12 | 1 | 11:00 | 60.29 | 11:00 | 59.99
13 | 1 | 12:00 | 56.15 | 12:00 | 55.87
14 | 1 | 13:00 | 57.87 | 13:00 | 57.58
15 | 1 | 14:00 | 59.72 | 14:00 | 59.42
16 | 1 | 15:00 | 52.86 | 15:00 | 52.6
17 | 1 | 16:00 | 18.25 | 16:00 | 18.16
18 | 1 | 17:00 | 0 | 17:00 | 0
19 | 1 | 18:00 | 0 | 18:00 | 0
20 | 1 | 19:00 | 0 | 19:00 | 0
21 | 1 | 20:00 | 0 | 20:00 | 0
22 | 1 | 21:00 | 0 | 21:00 | 0
23 | 1 | 22:00 | 0 | 22:00 | 0
24 | 1 | 23:00 | 0 | 23:00 | 0
1 | 1 | 0:00 | 0 | 0:00 | 0
2 | 1 | 1:00 | 0 | 1:00 | 0
3 | 1 | 2:00 | 0 | 2:00 | 0
4 | 1 | 3:00 | 0 | 3:00 | 0
5 | 1 | 4:00 | 0 | 4:00 | 0
6 | 1 | 5:00 | 0 | 5:00 | 0
7 | 1 | 6:00 | 0 | 6:00 | 0
8 | 1 | 7:00 | 2.34 | 7:00 | 2.33
9 | 1 | 8:00 | 20.65 | 8:00 | 20.55
10 | 1 | 9:00 | 34.57 | 9:00 | 34.39
11 | 1 | 10:00 | 44.47 | 10:00 | 44.25
12 | 1 | 11:00 | 47.55 | 11:00 | 47.31
13 | 1 | 12:00 | 43.31 | 12:00 | 43.1
14 | 1 | 13:00 | 39.41 | 13:00 | 39.22
15 | 1 | 14:00 | 37.9 | 14:00 | 37.71
16 | 1 | 15:00 | 32.67 | 15:00 | 32.51
17 | 1 | 16:00 | 12.72 | 16:00 | 12.66
18 | 1 | 17:00 | 0 | 17:00 | 0
19 | 1 | 18:00 | 0 | 18:00 | 0
20 | 1 | 19:00 | 0 | 19:00 | 0
21 | 1 | 20:00 | 0 | 20:00 | 0
22 | 1 | 21:00 | 0 | 21:00 | 0
23 | 1 | 22:00 | 0 | 22:00 | 0
24 | 1 | 23:00 | 0 | 23:00 | 0
1 | 1 | 0:00 | 0 | 0:00 | 0
2 | 1 | 1:00 | 0 | 1:00 | 0
3 | 1 | 2:00 | 0 | 2:00 | 0
4 | 1 | 3:00 | 0 | 3:00 | 0
5 | 1 | 4:00 | 0 | 4:00 | 0
6 | 1 | 5:00 | 0 | 5:00 | 0
7 | 1 | 6:00 | 0 | 6:00 | 0
8 | 1 | 7:00 | 3.36 | 7:00 | 3.35
9 | 1 | 8:00 | 29.16 | 8:00 | 29.01
10 | 1 | 9:00 | 44.75 | 9:00 | 44.52
11 | 1 | 10:00 | 49.52 | 10:00 | 49.28
12 | 1 | 11:00 | 50.12 | 11:00 | 49.87
13 | 1 | 12:00 | 48.78 | 12:00 | 48.54
14 | 1 | 13:00 | 47.93 | 13:00 | 47.69
15 | 1 | 14:00 | 50.77 | 14:00 | 50.52
16 | 1 | 15:00 | 46.88 | 15:00 | 46.65
17 | 1 | 16:00 | 17.16 | 16:00 | 17.08
18 | 1 | 17:00 | 0 | 17:00 | 0
19 | 1 | 18:00 | 0 | 18:00 | 0
20 | 1 | 19:00 | 0 | 19:00 | 0
21 | 1 | 20:00 | 0 | 20:00 | 0
22 | 1 | 21:00 | 0 | 21:00 | 0
23 | 1 | 22:00 | 0 | 22:00 | 0
24 | 1 | 23:00 | 0 | 23:00 | 0
1 | 1 | 0:00 | 0 | 0:00 | 0
2 | 1 | 1:00 | 0 | 1:00 | 0
3 | 1 | 2:00 | 0 | 2:00 | 0
4 | 1 | 3:00 | 0 | 3:00 | 0
5 | 1 | 4:00 | 0 | 4:00 | 0
6 | 1 | 5:00 | 0 | 5:00 | 0
7 | 1 | 6:00 | 0 | 6:00 | 0
8 | 1 | 7:00 | 3.86 | 7:00 | 3.84
9 | 1 | 8:00 | 35.41 | 8:00 | 35.23
10 | 1 | 9:00 | 57.57 | 9:00 | 57.28
11 | 1 | 10:00 | 62.22 | 10:00 | 61.91
12 | 1 | 11:00 | 62.09 | 11:00 | 61.78
13 | 1 | 12:00 | 61.65 | 12:00 | 61.34
14 | 1 | 13:00 | 60.84 | 13:00 | 60.54
15 | 1 | 14:00 | 57.02 | 14:00 | 56.74
16 | 1 | 15:00 | 52.35 | 15:00 | 52.09
17 | 1 | 16:00 | 19.04 | 16:00 | 18.95
18 | 1 | 17:00 | 0 | 17:00 | 0
19 | 1 | 18:00 | 0 | 18:00 | 0
20 | 1 | 19:00 | 0 | 19:00 | 0
21 | 1 | 20:00 | 0 | 20:00 | 0
22 | 1 | 21:00 | 0 | 21:00 | 0
23 | 1 | 22:00 | 0 | 22:00 | 0
24 | 1 | 23:00 | 0 | 23:00 | 0
1 | 1 | 0:00 | 0 | 0:00 | 0
2 | 1 | 1:00 | 0 | 1:00 | 0
3 | 1 | 2:00 | 0 | 2:00 | 0
4 | 1 | 3:00 | 0 | 3:00 | 0
5 | 1 | 4:00 | 0 | 4:00 | 0
6 | 1 | 5:00 | 0 | 5:00 | 0
7 | 1 | 6:00 | 0 | 6:00 | 0
8 | 1 | 7:00 | 3.93 | 7:00 | 3.91
9 | 1 | 8:00 | 33.8 | 8:00 | 33.63
10 | 1 | 9:00 | 58.2 | 9:00 | 57.9
11 | 1 | 10:00 | 63.82 | 10:00 | 63.5
12 | 1 | 11:00 | 60.5 | 11:00 | 60.2
13 | 1 | 12:00 | 56.73 | 12:00 | 56.45
14 | 1 | 13:00 | 53.61 | 13:00 | 53.34
15 | 1 | 14:00 | 59.92 | 14:00 | 59.62
16 | 1 | 15:00 | 53.23 | 15:00 | 52.96
17 | 1 | 16:00 | 20.05 | 16:00 | 19.95
18 | 1 | 17:00 | 0 | 17:00 | 0
19 | 1 | 18:00 | 0 | 18:00 | 0
20 | 1 | 19:00 | 0 | 19:00 | 0
21 | 1 | 20:00 | 0 | 20:00 | 0
22 | 1 | 21:00 | 0 | 21:00 | 0
23 | 1 | 22:00 | 0 | 22:00 | 0
24 | 1 | 23:00 | 0 | 23:00 | 0
1 | 1 | 0:00 | 0 | 0:00 | 0
2 | 1 | 1:00 | 0 | 1:00 | 0
3 | 1 | 2:00 | 0 | 2:00 | 0
4 | 1 | 3:00 | 0 | 3:00 | 0
5 | 1 | 4:00 | 0 | 4:00 | 0
6 | 1 | 5:00 | 0 | 5:00 | 0
7 | 1 | 6:00 | 0 | 6:00 | 0
8 | 1 | 7:00 | 4.59 | 7:00 | 4.57
9 | 1 | 8:00 | 35.38 | 8:00 | 35.21
10 | 1 | 9:00 | 54.55 | 9:00 | 54.28
11 | 1 | 10:00 | 53.69 | 10:00 | 53.43
12 | 1 | 11:00 | 54.15 | 11:00 | 53.88
13 | 1 | 12:00 | 50.62 | 12:00 | 50.36
14 | 1 | 13:00 | 53.56 | 13:00 | 53.3
15 | 1 | 14:00 | 52.95 | 14:00 | 52.69
16 | 1 | 15:00 | 52.18 | 15:00 | 51.92
17 | 1 | 16:00 | 19.92 | 16:00 | 19.82
18 | 1 | 17:00 | 0 | 17:00 | 0
19 | 1 | 18:00 | 0 | 18:00 | 0
20 | 1 | 19:00 | 0 | 19:00 | 0
21 | 1 | 20:00 | 0 | 20:00 | 0
22 | 1 | 21:00 | 0 | 21:00 | 0
23 | 1 | 22:00 | 0 | 22:00 | 0
24 | 1 | 23:00 | 0 | 23:00 | 0
1 | 1 | 0:00 | 0 | 0:00 | 0
2 | 1 | 1:00 | 0 | 1:00 | 0
3 | 1 | 2:00 | 0 | 2:00 | 0
4 | 1 | 3:00 | 0 | 3:00 | 0
5 | 1 | 4:00 | 0 | 4:00 | 0
6 | 1 | 5:00 | 0 | 5:00 | 0
7 | 1 | 6:00 | 0 | 6:00 | 0
8 | 1 | 7:00 | 4.18 | 7:00 | 4.16
9 | 1 | 8:00 | 33.95 | 8:00 | 33.78
10 | 1 | 9:00 | 54.53 | 9:00 | 54.25
11 | 1 | 10:00 | 55.61 | 10:00 | 55.33
12 | 1 | 11:00 | 51.12 | 11:00 | 50.87
13 | 1 | 12:00 | 48.89 | 12:00 | 48.64
14 | 1 | 13:00 | 48.13 | 13:00 | 47.89
15 | 1 | 14:00 | 51.58 | 14:00 | 51.33
16 | 1 | 15:00 | 46.21 | 15:00 | 45.98
17 | 1 | 16:00 | 18.61 | 16:00 | 18.51
18 | 1 | 17:00 | 0 | 17:00 | 0
19 | 1 | 18:00 | 0 | 18:00 | 0
20 | 1 | 19:00 | 0 | 19:00 | 0
21 | 1 | 20:00 | 0 | 20:00 | 0
22 | 1 | 21:00 | 0 | 21:00 | 0
23 | 1 | 22:00 | 0 | 22:00 | 0
24 | 1 | 23:00 | 0 | 23:00 | 0
1 | 1 | 0:00 | 0 | 0:00 | 0
2 | 1 | 1:00 | 0 | 1:00 | 0
3 | 1 | 2:00 | 0 | 2:00 | 0
4 | 1 | 3:00 | 0 | 3:00 | 0
5 | 1 | 4:00 | 0 | 4:00 | 0
6 | 1 | 5:00 | 0 | 5:00 | 0
7 | 1 | 6:00 | 0 | 6:00 | 0
8 | 1 | 7:00 | 4.08 | 7:00 | 4.06
9 | 1 | 8:00 | 30.29 | 8:00 | 30.14
10 | 1 | 9:00 | 47.64 | 9:00 | 47.4
11 | 1 | 10:00 | 51.78 | 10:00 | 51.52
12 | 1 | 11:00 | 50.09 | 11:00 | 49.83
13 | 1 | 12:00 | 44.5 | 12:00 | 44.28
14 | 1 | 13:00 | 44.24 | 13:00 | 44.02
15 | 1 | 14:00 | 46.45 | 14:00 | 46.21
16 | 1 | 15:00 | 42.63 | 15:00 | 42.42
17 | 1 | 16:00 | 16.87 | 16:00 | 16.78
18 | 1 | 17:00 | 0 | 17:00 | 0
19 | 1 | 18:00 | 0 | 18:00 | 0
20 | 1 | 19:00 | 0 | 19:00 | 0
21 | 1 | 20:00 | 0 | 20:00 | 0
22 | 1 | 21:00 | 0 | 21:00 | 0
23 | 1 | 22:00 | 0 | 22:00 | 0
24 | 1 | 23:00 | 0 | 23:00 | 0
1 | 1 | 0:00 | 0 | 0:00 | 0
2 | 1 | 1:00 | 0 | 1:00 | 0
3 | 1 | 2:00 | 0 | 2:00 | 0
4 | 1 | 3:00 | 0 | 3:00 | 0
5 | 1 | 4:00 | 0 | 4:00 | 0
6 | 1 | 5:00 | 0 | 5:00 | 0
7 | 1 | 6:00 | 0 | 6:00 | 0
8 | 1 | 7:00 | 3.69 | 7:00 | 3.67
9 | 1 | 8:00 | 27.29 | 8:00 | 27.15
10 | 1 | 9:00 | 44.14 | 9:00 | 43.92
11 | 1 | 10:00 | 51.04 | 10:00 | 50.78
12 | 1 | 11:00 | 55.75 | 11:00 | 55.47
13 | 1 | 12:00 | 55.67 | 12:00 | 55.39
14 | 1 | 13:00 | 53.23 | 13:00 | 52.96
15 | 1 | 14:00 | 55.46 | 14:00 | 55.18
16 | 1 | 15:00 | 51.55 | 15:00 | 51.3
17 | 1 | 16:00 | 19.95 | 16:00 | 19.85
18 | 1 | 17:00 | 0 | 17:00 | 0
19 | 1 | 18:00 | 0 | 18:00 | 0
20 | 1 | 19:00 | 0 | 19:00 | 0
21 | 1 | 20:00 | 0 | 20:00 | 0
22 | 1 | 21:00 | 0 | 21:00 | 0
23 | 1 | 22:00 | 0 | 22:00 | 0
24 | 1 | 23:00 | 0 | 23:00 | 0
1 | 1 | 0:00 | 0 | 0:00 | 0
2 | 1 | 1:00 | 0 | 1:00 | 0
3 | 1 | 2:00 | 0 | 2:00 | 0
4 | 1 | 3:00 | 0 | 3:00 | 0
5 | 1 | 4:00 | 0 | 4:00 | 0
6 | 1 | 5:00 | 0 | 5:00 | 0
7 | 1 | 6:00 | 0 | 6:00 | 0
8 | 1 | 7:00 | 6.01 | 7:00 | 5.98
9 | 1 | 8:00 | 43.2 | 8:00 | 42.98
10 | 1 | 9:00 | 65.6 | 9:00 | 65.27
11 | 1 | 10:00 | 66.48 | 10:00 | 66.15
12 | 1 | 11:00 | 62.19 | 11:00 | 61.88
13 | 1 | 12:00 | 62.75 | 12:00 | 62.44
14 | 1 | 13:00 | 61.04 | 13:00 | 60.73
15 | 1 | 14:00 | 63.57 | 14:00 | 63.25
16 | 1 | 15:00 | 58.53 | 15:00 | 58.24
17 | 1 | 16:00 | 25.07 | 16:00 | 24.95
18 | 1 | 17:00 | 0 | 17:00 | 0
19 | 1 | 18:00 | 0 | 18:00 | 0
20 | 1 | 19:00 | 0 | 19:00 | 0
21 | 1 | 20:00 | 0 | 20:00 | 0
22 | 1 | 21:00 | 0 | 21:00 | 0
23 | 1 | 22:00 | 0 | 22:00 | 0
24 | 1 | 23:00 | 0 | 23:00 | 0
1 | 1 | 0:00 | 0 | 0:00 | 0
2 | 1 | 1:00 | 0 | 1:00 | 0
3 | 1 | 2:00 | 0 | 2:00 | 0
4 | 1 | 3:00 | 0 | 3:00 | 0
5 | 1 | 4:00 | 0 | 4:00 | 0
6 | 1 | 5:00 | 0 | 5:00 | 0
7 | 1 | 6:00 | 0 | 6:00 | 0
8 | 1 | 7:00 | 4.32 | 7:00 | 4.3
9 | 1 | 8:00 | 33.14 | 8:00 | 32.97
10 | 1 | 9:00 | 57.09 | 9:00 | 56.8
11 | 1 | 10:00 | 59.68 | 10:00 | 59.39
12 | 1 | 11:00 | 57.27 | 11:00 | 56.98
13 | 1 | 12:00 | 55.85 | 12:00 | 55.57
14 | 1 | 13:00 | 51.79 | 13:00 | 51.53
15 | 1 | 14:00 | 51.99 | 14:00 | 51.73
16 | 1 | 15:00 | 54.37 | 15:00 | 54.1
17 | 1 | 16:00 | 24.28 | 16:00 | 24.16
18 | 1 | 17:00 | 0.04 | 17:00 | 0.04
19 | 1 | 18:00 | 0 | 18:00 | 0
20 | 1 | 19:00 | 0 | 19:00 | 0
21 | 1 | 20:00 | 0 | 20:00 | 0
22 | 1 | 21:00 | 0 | 21:00 | 0
23 | 1 | 22:00 | 0 | 22:00 | 0
24 | 1 | 23:00 | 0 | 23:00 | 0
1 | 1 | 0:00 | 0 | 0:00 | 0
2 | 1 | 1:00 | 0 | 1:00 | 0
3 | 1 | 2:00 | 0 | 2:00 | 0
4 | 1 | 3:00 | 0 | 3:00 | 0
5 | 1 | 4:00 | 0 | 4:00 | 0
6 | 1 | 5:00 | 0 | 5:00 | 0
7 | 1 | 6:00 | 0 | 6:00 | 0
8 | 1 | 7:00 | 5.93 | 7:00 | 5.91
9 | 1 | 8:00 | 43.38 | 8:00 | 43.16
10 | 1 | 9:00 | 69.43 | 9:00 | 69.08
11 | 1 | 10:00 | 70.9 | 10:00 | 70.55
12 | 1 | 11:00 | 66.98 | 11:00 | 66.64
13 | 1 | 12:00 | 61.68 | 12:00 | 61.37
14 | 1 | 13:00 | 62.73 | 13:00 | 62.42
15 | 1 | 14:00 | 64.54 | 14:00 | 64.22
16 | 1 | 15:00 | 61 | 15:00 | 60.7
17 | 1 | 16:00 | 27.92 | 16:00 | 27.78
18 | 1 | 17:00 | 0.21 | 17:00 | 0.21
19 | 1 | 18:00 | 0 | 18:00 | 0
20 | 1 | 19:00 | 0 | 19:00 | 0
21 | 1 | 20:00 | 0 | 20:00 | 0
22 | 1 | 21:00 | 0 | 21:00 | 0
23 | 1 | 22:00 | 0 | 22:00 | 0
24 | 1 | 23:00 | 0 | 23:00 | 0
1 | 1 | 0:00 | 0 | 0:00 | 0
2 | 1 | 1:00 | 0 | 1:00 | 0
3 | 1 | 2:00 | 0 | 2:00 | 0
4 | 1 | 3:00 | 0 | 3:00 | 0
5 | 1 | 4:00 | 0 | 4:00 | 0
6 | 1 | 5:00 | 0 | 5:00 | 0
7 | 1 | 6:00 | 0 | 6:00 | 0
8 | 1 | 7:00 | 4.93 | 7:00 | 4.9
9 | 1 | 8:00 | 34.74 | 8:00 | 34.56
10 | 1 | 9:00 | 55.02 | 9:00 | 54.74
11 | 1 | 10:00 | 59.73 | 10:00 | 59.43
12 | 1 | 11:00 | 61.15 | 11:00 | 60.84
13 | 1 | 12:00 | 57.63 | 12:00 | 57.34
14 | 1 | 13:00 | 59.05 | 13:00 | 58.76
15 | 1 | 14:00 | 60.82 | 14:00 | 60.52
16 | 1 | 15:00 | 57.19 | 15:00 | 56.91
17 | 1 | 16:00 | 24.28 | 16:00 | 24.16
18 | 1 | 17:00 | 0.38 | 17:00 | 0.38
19 | 1 | 18:00 | 0 | 18:00 | 0
20 | 1 | 19:00 | 0 | 19:00 | 0
21 | 1 | 20:00 | 0 | 20:00 | 0
22 | 1 | 21:00 | 0 | 21:00 | 0
23 | 1 | 22:00 | 0 | 22:00 | 0
24 | 1 | 23:00 | 0 | 23:00 | 0
1 | 1 | 0:00 | 0 | 0:00 | 0
2 | 1 | 1:00 | 0 | 1:00 | 0
3 | 1 | 2:00 | 0 | 2:00 | 0
4 | 1 | 3:00 | 0 | 3:00 | 0
5 | 1 | 4:00 | 0 | 4:00 | 0
6 | 1 | 5:00 | 0 | 5:00 | 0
7 | 1 | 6:00 | 0 | 6:00 | 0
8 | 1 | 7:00 | 4.44 | 7:00 | 4.42
9 | 1 | 8:00 | 29.46 | 8:00 | 29.31
10 | 1 | 9:00 | 46.66 | 9:00 | 46.43
11 | 1 | 10:00 | 49.96 | 10:00 | 49.71
12 | 1 | 11:00 | 49.47 | 11:00 | 49.22
13 | 1 | 12:00 | 45.68 | 12:00 | 45.45
14 | 1 | 13:00 | 44.96 | 13:00 | 44.73
15 | 1 | 14:00 | 46.76 | 14:00 | 46.52
16 | 1 | 15:00 | 43.67 | 15:00 | 43.45
17 | 1 | 16:00 | 20.43 | 16:00 | 20.33
18 | 1 | 17:00 | 0.35 | 17:00 | 0.35
19 | 1 | 18:00 | 0 | 18:00 | 0
20 | 1 | 19:00 | 0 | 19:00 | 0
21 | 1 | 20:00 | 0 | 20:00 | 0
22 | 1 | 21:00 | 0 | 21:00 | 0
23 | 1 | 22:00 | 0 | 22:00 | 0
24 | 1 | 23:00 | 0 | 23:00 | 0
1 | 1 | 0:00 | 0 | 0:00 | 0
2 | 1 | 1:00 | 0 | 1:00 | 0
3 | 1 | 2:00 | 0 | 2:00 | 0
4 | 1 | 3:00 | 0 | 3:00 | 0
5 | 1 | 4:00 | 0 | 4:00 | 0
6 | 1 | 5:00 | 0 | 5:00 | 0
7 | 1 | 6:00 | 0 | 6:00 | 0
8 | 1 | 7:00 | 4.37 | 7:00 | 4.35
9 | 1 | 8:00 | 30.77 | 8:00 | 30.61
10 | 1 | 9:00 | 45.72 | 9:00 | 45.49
11 | 1 | 10:00 | 48.42 | 10:00 | 48.18
12 | 1 | 11:00 | 45.99 | 11:00 | 45.76
13 | 1 | 12:00 | 46.34 | 12:00 | 46.11
14 | 1 | 13:00 | 46.36 | 13:00 | 46.13
15 | 1 | 14:00 | 40.81 | 14:00 | 40.61
16 | 1 | 15:00 | 40.81 | 15:00 | 40.6
17 | 1 | 16:00 | 19.81 | 16:00 | 19.71
18 | 1 | 17:00 | 0.48 | 17:00 | 0.47
19 | 1 | 18:00 | 0 | 18:00 | 0
20 | 1 | 19:00 | 0 | 19:00 | 0
21 | 1 | 20:00 | 0 | 20:00 | 0
22 | 1 | 21:00 | 0 | 21:00 | 0
23 | 1 | 22:00 | 0 | 22:00 | 0
24 | 1 | 23:00 | 0 | 23:00 | 0
1 | 1 | 0:00 | 0 | 0:00 | 0
2 | 1 | 1:00 | 0 | 1:00 | 0
3 | 1 | 2:00 | 0 | 2:00 | 0
4 | 1 | 3:00 | 0 | 3:00 | 0
5 | 1 | 4:00 | 0 | 4:00 | 0
6 | 1 | 5:00 | 0 | 5:00 | 0
7 | 1 | 6:00 | 0 | 6:00 | 0
8 | 1 | 7:00 | 5.42 | 7:00 | 5.4
9 | 1 | 8:00 | 33.34 | 8:00 | 33.17
10 | 1 | 9:00 | 55.23 | 9:00 | 54.95
11 | 1 | 10:00 | 55.22 | 10:00 | 54.95
12 | 1 | 11:00 | 54.48 | 11:00 | 54.2
13 | 1 | 12:00 | 55.13 | 12:00 | 54.85
14 | 1 | 13:00 | 56.4 | 13:00 | 56.11
15 | 1 | 14:00 | 60.26 | 14:00 | 59.96
16 | 1 | 15:00 | 56.06 | 15:00 | 55.78
17 | 1 | 16:00 | 27.45 | 16:00 | 27.31
18 | 1 | 17:00 | 0.78 | 17:00 | 0.78
19 | 1 | 18:00 | 0 | 18:00 | 0
20 | 1 | 19:00 | 0 | 19:00 | 0
21 | 1 | 20:00 | 0 | 20:00 | 0
22 | 1 | 21:00 | 0 | 21:00 | 0
23 | 1 | 22:00 | 0 | 22:00 | 0
24 | 1 | 23:00 | 0 | 23:00 | 0
1 | 1 | 0:00 | 0 | 0:00 | 0
2 | 1 | 1:00 | 0 | 1:00 | 0
3 | 1 | 2:00 | 0 | 2:00 | 0
4 | 1 | 3:00 | 0 | 3:00 | 0
5 | 1 | 4:00 | 0 | 4:00 | 0
6 | 1 | 5:00 | 0 | 5:00 | 0
7 | 1 | 6:00 | 0 | 6:00 | 0
8 | 1 | 7:00 | 5.53 | 7:00 | 5.5
9 | 1 | 8:00 | 31.94 | 8:00 | 31.78
10 | 1 | 9:00 | 39.93 | 9:00 | 39.73
11 | 1 | 10:00 | 40.17 | 10:00 | 39.97
12 | 1 | 11:00 | 44.71 | 11:00 | 44.48
13 | 1 | 12:00 | 46.79 | 12:00 | 46.55
14 | 1 | 13:00 | 46.61 | 13:00 | 46.38
15 | 1 | 14:00 | 46.76 | 14:00 | 46.53
16 | 1 | 15:00 | 46.69 | 15:00 | 46.46
17 | 1 | 16:00 | 23.48 | 16:00 | 23.36
18 | 1 | 17:00 | 0.75 | 17:00 | 0.75
19 | 1 | 18:00 | 0 | 18:00 | 0
20 | 1 | 19:00 | 0 | 19:00 | 0
21 | 1 | 20:00 | 0 | 20:00 | 0
22 | 1 | 21:00 | 0 | 21:00 | 0
23 | 1 | 22:00 | 0 | 22:00 | 0
24 | 1 | 23:00 | 0 | 23:00 | 0
1 | 1 | 0:00 | 0 | 0:00 | 0
2 | 1 | 1:00 | 0 | 1:00 | 0
3 | 1 | 2:00 | 0 | 2:00 | 0
4 | 1 | 3:00 | 0 | 3:00 | 0
5 | 1 | 4:00 | 0 | 4:00 | 0
6 | 1 | 5:00 | 0 | 5:00 | 0
7 | 1 | 6:00 | 0 | 6:00 | 0
8 | 1 | 7:00 | 6.34 | 7:00 | 6.31
9 | 1 | 8:00 | 37.52 | 8:00 | 37.33
10 | 1 | 9:00 | 53.75 | 9:00 | 53.48
11 | 1 | 10:00 | 50.77 | 10:00 | 50.52
12 | 1 | 11:00 | 51.23 | 11:00 | 50.98
13 | 1 | 12:00 | 52.29 | 12:00 | 52.02
14 | 1 | 13:00 | 50.96 | 13:00 | 50.7
15 | 1 | 14:00 | 48.61 | 14:00 | 48.37
16 | 1 | 15:00 | 44.27 | 15:00 | 44.05
17 | 1 | 16:00 | 21.65 | 16:00 | 21.54
18 | 1 | 17:00 | 0.78 | 17:00 | 0.78
19 | 1 | 18:00 | 0 | 18:00 | 0
20 | 1 | 19:00 | 0 | 19:00 | 0
21 | 1 | 20:00 | 0 | 20:00 | 0
22 | 1 | 21:00 | 0 | 21:00 | 0
23 | 1 | 22:00 | 0 | 22:00 | 0
24 | 1 | 23:00 | 0 | 23:00 | 0
1 | 2 | 0:00 | 0 | 0:00 | 0
2 | 2 | 1:00 | 0 | 1:00 | 0
3 | 2 | 2:00 | 0 | 2:00 | 0
4 | 2 | 3:00 | 0 | 3:00 | 0
5 | 2 | 4:00 | 0 | 4:00 | 0
6 | 2 | 5:00 | 0 | 5:00 | 0
7 | 2 | 6:00 | 0 | 6:00 | 0
8 | 2 | 7:00 | 6.68 | 7:00 | 6.64
9 | 2 | 8:00 | 42.42 | 8:00 | 42.21
10 | 2 | 9:00 | 66.1 | 9:00 | 65.77
11 | 2 | 10:00 | 63.74 | 10:00 | 63.42
12 | 2 | 11:00 | 62.1 | 11:00 | 61.79
13 | 2 | 12:00 | 59.58 | 12:00 | 59.28
14 | 2 | 13:00 | 62.48 | 13:00 | 62.17
15 | 2 | 14:00 | 65.64 | 14:00 | 65.31
16 | 2 | 15:00 | 65.92 | 15:00 | 65.59
17 | 2 | 16:00 | 33.02 | 16:00 | 32.86
18 | 2 | 17:00 | 1.7 | 17:00 | 1.69
19 | 2 | 18:00 | 0 | 18:00 | 0
20 | 2 | 19:00 | 0 | 19:00 | 0
21 | 2 | 20:00 | 0 | 20:00 | 0
22 | 2 | 21:00 | 0 | 21:00 | 0
23 | 2 | 22:00 | 0 | 22:00 | 0
24 | 2 | 23:00 | 0 | 23:00 | 0
1 | 2 | 0:00 | 0 | 0:00 | 0
2 | 2 | 1:00 | 0 | 1:00 | 0
3 | 2 | 2:00 | 0 | 2:00 | 0
4 | 2 | 3:00 | 0 | 3:00 | 0
5 | 2 | 4:00 | 0 | 4:00 | 0
6 | 2 | 5:00 | 0 | 5:00 | 0
7 | 2 | 6:00 | 0 | 6:00 | 0
8 | 2 | 7:00 | 7.56 | 7:00 | 7.53
9 | 2 | 8:00 | 40.23 | 8:00 | 40.03
10 | 2 | 9:00 | 60.29 | 9:00 | 59.99
11 | 2 | 10:00 | 62.5 | 10:00 | 62.19
12 | 2 | 11:00 | 61.92 | 11:00 | 61.61
13 | 2 | 12:00 | 60.3 | 12:00 | 60
14 | 2 | 13:00 | 58.18 | 13:00 | 57.89
15 | 2 | 14:00 | 60.94 | 14:00 | 60.64
16 | 2 | 15:00 | 56.85 | 15:00 | 56.57
17 | 2 | 16:00 | 27.7 | 16:00 | 27.56
18 | 2 | 17:00 | 1.74 | 17:00 | 1.73
19 | 2 | 18:00 | 0 | 18:00 | 0
20 | 2 | 19:00 | 0 | 19:00 | 0
21 | 2 | 20:00 | 0 | 20:00 | 0
22 | 2 | 21:00 | 0 | 21:00 | 0
23 | 2 | 22:00 | 0 | 22:00 | 0
24 | 2 | 23:00 | 0 | 23:00 | 0
1 | 2 | 0:00 | 0 | 0:00 | 0
2 | 2 | 1:00 | 0 | 1:00 | 0
3 | 2 | 2:00 | 0 | 2:00 | 0
4 | 2 | 3:00 | 0 | 3:00 | 0
5 | 2 | 4:00 | 0 | 4:00 | 0
6 | 2 | 5:00 | 0 | 5:00 | 0
7 | 2 | 6:00 | 0 | 6:00 | 0
8 | 2 | 7:00 | 7.4 | 7:00 | 7.36
9 | 2 | 8:00 | 39.92 | 8:00 | 39.72
10 | 2 | 9:00 | 56 | 9:00 | 55.72
11 | 2 | 10:00 | 59.94 | 10:00 | 59.64
12 | 2 | 11:00 | 59.19 | 11:00 | 58.89
13 | 2 | 12:00 | 57.23 | 12:00 | 56.94
14 | 2 | 13:00 | 59.56 | 13:00 | 59.27
15 | 2 | 14:00 | 58.68 | 14:00 | 58.39
16 | 2 | 15:00 | 56.72 | 15:00 | 56.44
17 | 2 | 16:00 | 29.62 | 16:00 | 29.47
18 | 2 | 17:00 | 1.96 | 17:00 | 1.95
19 | 2 | 18:00 | 0 | 18:00 | 0
20 | 2 | 19:00 | 0 | 19:00 | 0
21 | 2 | 20:00 | 0 | 20:00 | 0
22 | 2 | 21:00 | 0 | 21:00 | 0
23 | 2 | 22:00 | 0 | 22:00 | 0
24 | 2 | 23:00 | 0 | 23:00 | 0
1 | 2 | 0:00 | 0 | 0:00 | 0
2 | 2 | 1:00 | 0 | 1:00 | 0
3 | 2 | 2:00 | 0 | 2:00 | 0
4 | 2 | 3:00 | 0 | 3:00 | 0
5 | 2 | 4:00 | 0 | 4:00 | 0
6 | 2 | 5:00 | 0 | 5:00 | 0
7 | 2 | 6:00 | 0 | 6:00 | 0
8 | 2 | 7:00 | 8.7 | 7:00 | 8.66
9 | 2 | 8:00 | 43.95 | 8:00 | 43.73
10 | 2 | 9:00 | 66.57 | 9:00 | 66.24
11 | 2 | 10:00 | 68.96 | 10:00 | 68.62
12 | 2 | 11:00 | 65.74 | 11:00 | 65.41
13 | 2 | 12:00 | 64.49 | 12:00 | 64.17
14 | 2 | 13:00 | 61.99 | 13:00 | 61.68
15 | 2 | 14:00 | 60.3 | 14:00 | 59.99
16 | 2 | 15:00 | 56.48 | 15:00 | 56.19
17 | 2 | 16:00 | 28.79 | 16:00 | 28.65
18 | 2 | 17:00 | 2.14 | 17:00 | 2.13
19 | 2 | 18:00 | 0 | 18:00 | 0
20 | 2 | 19:00 | 0 | 19:00 | 0
21 | 2 | 20:00 | 0 | 20:00 | 0
22 | 2 | 21:00 | 0 | 21:00 | 0
23 | 2 | 22:00 | 0 | 22:00 | 0
24 | 2 | 23:00 | 0 | 23:00 | 0
1 | 2 | 0:00 | 0 | 0:00 | 0
2 | 2 | 1:00 | 0 | 1:00 | 0
3 | 2 | 2:00 | 0 | 2:00 | 0
4 | 2 | 3:00 | 0 | 3:00 | 0
5 | 2 | 4:00 | 0 | 4:00 | 0
6 | 2 | 5:00 | 0 | 5:00 | 0
7 | 2 | 6:00 | 0 | 6:00 | 0
8 | 2 | 7:00 | 5.47 | 7:00 | 5.45
9 | 2 | 8:00 | 28.59 | 8:00 | 28.44
10 | 2 | 9:00 | 40.4 | 9:00 | 40.2
11 | 2 | 10:00 | 48.14 | 10:00 | 47.9
12 | 2 | 11:00 | 51.91 | 11:00 | 51.65
13 | 2 | 12:00 | 47.3 | 12:00 | 47.06
14 | 2 | 13:00 | 45.5 | 13:00 | 45.28
15 | 2 | 14:00 | 46.18 | 14:00 | 45.95
16 | 2 | 15:00 | 44.98 | 15:00 | 44.76
17 | 2 | 16:00 | 25.48 | 16:00 | 25.35
18 | 2 | 17:00 | 2.19 | 17:00 | 2.18
19 | 2 | 18:00 | 0 | 18:00 | 0
20 | 2 | 19:00 | 0 | 19:00 | 0
21 | 2 | 20:00 | 0 | 20:00 | 0
22 | 2 | 21:00 | 0 | 21:00 | 0
23 | 2 | 22:00 | 0 | 22:00 | 0
24 | 2 | 23:00 | 0 | 23:00 | 0
1 | 2 | 0:00 | 0 | 0:00 | 0
2 | 2 | 1:00 | 0 | 1:00 | 0
3 | 2 | 2:00 | 0 | 2:00 | 0
4 | 2 | 3:00 | 0 | 3:00 | 0
5 | 2 | 4:00 | 0 | 4:00 | 0
6 | 2 | 5:00 | 0 | 5:00 | 0
7 | 2 | 6:00 | 0 | 6:00 | 0
8 | 2 | 7:00 | 8.64 | 7:00 | 8.6
9 | 2 | 8:00 | 36.79 | 8:00 | 36.61
10 | 2 | 9:00 | 56.15 | 9:00 | 55.87
11 | 2 | 10:00 | 65.11 | 10:00 | 64.79
12 | 2 | 11:00 | 64.74 | 11:00 | 64.41
13 | 2 | 12:00 | 62.83 | 12:00 | 62.52
14 | 2 | 13:00 | 62.54 | 13:00 | 62.23
15 | 2 | 14:00 | 57.87 | 14:00 | 57.58
16 | 2 | 15:00 | 56.79 | 15:00 | 56.5
17 | 2 | 16:00 | 33.15 | 16:00 | 32.98
18 | 2 | 17:00 | 2.64 | 17:00 | 2.62
19 | 2 | 18:00 | 0 | 18:00 | 0
20 | 2 | 19:00 | 0 | 19:00 | 0
21 | 2 | 20:00 | 0 | 20:00 | 0
22 | 2 | 21:00 | 0 | 21:00 | 0
23 | 2 | 22:00 | 0 | 22:00 | 0
24 | 2 | 23:00 | 0 | 23:00 | 0
1 | 2 | 0:00 | 0 | 0:00 | 0
2 | 2 | 1:00 | 0 | 1:00 | 0
3 | 2 | 2:00 | 0 | 2:00 | 0
4 | 2 | 3:00 | 0 | 3:00 | 0
5 | 2 | 4:00 | 0 | 4:00 | 0
6 | 2 | 5:00 | 0 | 5:00 | 0
7 | 2 | 6:00 | 0 | 6:00 | 0
8 | 2 | 7:00 | 8.57 | 7:00 | 8.53
9 | 2 | 8:00 | 38.71 | 8:00 | 38.52
10 | 2 | 9:00 | 53.32 | 9:00 | 53.05
11 | 2 | 10:00 | 56.86 | 10:00 | 56.58
12 | 2 | 11:00 | 58.94 | 11:00 | 58.65
13 | 2 | 12:00 | 60.33 | 12:00 | 60.03
14 | 2 | 13:00 | 59.88 | 13:00 | 59.58
15 | 2 | 14:00 | 62.13 | 14:00 | 61.82
16 | 2 | 15:00 | 58.67 | 15:00 | 58.37
17 | 2 | 16:00 | 32.86 | 16:00 | 32.69
18 | 2 | 17:00 | 3.3 | 17:00 | 3.29
19 | 2 | 18:00 | 0 | 18:00 | 0
20 | 2 | 19:00 | 0 | 19:00 | 0
21 | 2 | 20:00 | 0 | 20:00 | 0
22 | 2 | 21:00 | 0 | 21:00 | 0
23 | 2 | 22:00 | 0 | 22:00 | 0
24 | 2 | 23:00 | 0 | 23:00 | 0
1 | 2 | 0:00 | 0 | 0:00 | 0
2 | 2 | 1:00 | 0 | 1:00 | 0
3 | 2 | 2:00 | 0 | 2:00 | 0
4 | 2 | 3:00 | 0 | 3:00 | 0
5 | 2 | 4:00 | 0 | 4:00 | 0
6 | 2 | 5:00 | 0 | 5:00 | 0
7 | 2 | 6:00 | 0 | 6:00 | 0
8 | 2 | 7:00 | 8.35 | 7:00 | 8.31
9 | 2 | 8:00 | 38.06 | 8:00 | 37.87
10 | 2 | 9:00 | 49.2 | 9:00 | 48.96
11 | 2 | 10:00 | 53.08 | 10:00 | 52.81
12 | 2 | 11:00 | 52.17 | 11:00 | 51.91
13 | 2 | 12:00 | 52.65 | 12:00 | 52.39
14 | 2 | 13:00 | 52.57 | 13:00 | 52.31
15 | 2 | 14:00 | 49.02 | 14:00 | 48.78
16 | 2 | 15:00 | 40.65 | 15:00 | 40.44
17 | 2 | 16:00 | 21.81 | 16:00 | 21.7
18 | 2 | 17:00 | 2.27 | 17:00 | 2.26
19 | 2 | 18:00 | 0 | 18:00 | 0
20 | 2 | 19:00 | 0 | 19:00 | 0
21 | 2 | 20:00 | 0 | 20:00 | 0
22 | 2 | 21:00 | 0 | 21:00 | 0
23 | 2 | 22:00 | 0 | 22:00 | 0
24 | 2 | 23:00 | 0 | 23:00 | 0
1 | 2 | 0:00 | 0 | 0:00 | 0
2 | 2 | 1:00 | 0 | 1:00 | 0
3 | 2 | 2:00 | 0 | 2:00 | 0
4 | 2 | 3:00 | 0 | 3:00 | 0
5 | 2 | 4:00 | 0 | 4:00 | 0
6 | 2 | 5:00 | 0 | 5:00 | 0
7 | 2 | 6:00 | 0 | 6:00 | 0
8 | 2 | 7:00 | 7.45 | 7:00 | 7.41
9 | 2 | 8:00 | 32.55 | 8:00 | 32.39
10 | 2 | 9:00 | 47.17 | 9:00 | 46.94
11 | 2 | 10:00 | 54.02 | 10:00 | 53.75
12 | 2 | 11:00 | 58.4 | 11:00 | 58.11
13 | 2 | 12:00 | 56.16 | 12:00 | 55.88
14 | 2 | 13:00 | 58.86 | 13:00 | 58.57
15 | 2 | 14:00 | 62.93 | 14:00 | 62.62
16 | 2 | 15:00 | 59.17 | 15:00 | 58.88
17 | 2 | 16:00 | 32.91 | 16:00 | 32.74
18 | 2 | 17:00 | 3.51 | 17:00 | 3.49
19 | 2 | 18:00 | 0 | 18:00 | 0
20 | 2 | 19:00 | 0 | 19:00 | 0
21 | 2 | 20:00 | 0 | 20:00 | 0
22 | 2 | 21:00 | 0 | 21:00 | 0
23 | 2 | 22:00 | 0 | 22:00 | 0
24 | 2 | 23:00 | 0 | 23:00 | 0
1 | 2 | 0:00 | 0 | 0:00 | 0
2 | 2 | 1:00 | 0 | 1:00 | 0
3 | 2 | 2:00 | 0 | 2:00 | 0
4 | 2 | 3:00 | 0 | 3:00 | 0
5 | 2 | 4:00 | 0 | 4:00 | 0
6 | 2 | 5:00 | 0 | 5:00 | 0
7 | 2 | 6:00 | 0 | 6:00 | 0
8 | 2 | 7:00 | 12.43 | 7:00 | 12.37
9 | 2 | 8:00 | 55.52 | 8:00 | 55.24
10 | 2 | 9:00 | 74.63 | 9:00 | 74.26
11 | 2 | 10:00 | 74.98 | 10:00 | 74.61
12 | 2 | 11:00 | 69.03 | 11:00 | 68.68
13 | 2 | 12:00 | 62.62 | 12:00 | 62.31
14 | 2 | 13:00 | 55.76 | 13:00 | 55.48
15 | 2 | 14:00 | 55.77 | 14:00 | 55.49
16 | 2 | 15:00 | 51.78 | 15:00 | 51.52
17 | 2 | 16:00 | 31.3 | 16:00 | 31.14
18 | 2 | 17:00 | 3.45 | 17:00 | 3.43
19 | 2 | 18:00 | 0 | 18:00 | 0
20 | 2 | 19:00 | 0 | 19:00 | 0
21 | 2 | 20:00 | 0 | 20:00 | 0
22 | 2 | 21:00 | 0 | 21:00 | 0
23 | 2 | 22:00 | 0 | 22:00 | 0
24 | 2 | 23:00 | 0 | 23:00 | 0
1 | 2 | 0:00 | 0 | 0:00 | 0
2 | 2 | 1:00 | 0 | 1:00 | 0
3 | 2 | 2:00 | 0 | 2:00 | 0
4 | 2 | 3:00 | 0 | 3:00 | 0
5 | 2 | 4:00 | 0 | 4:00 | 0
6 | 2 | 5:00 | 0 | 5:00 | 0
7 | 2 | 6:00 | 0 | 6:00 | 0
8 | 2 | 7:00 | 11.43 | 7:00 | 11.37
9 | 2 | 8:00 | 45.45 | 8:00 | 45.22
10 | 2 | 9:00 | 57.74 | 9:00 | 57.45
11 | 2 | 10:00 | 60.7 | 10:00 | 60.4
12 | 2 | 11:00 | 63.02 | 11:00 | 62.7
13 | 2 | 12:00 | 64.85 | 12:00 | 64.53
14 | 2 | 13:00 | 64.93 | 13:00 | 64.6
15 | 2 | 14:00 | 62.95 | 14:00 | 62.63
16 | 2 | 15:00 | 59.65 | 15:00 | 59.35
17 | 2 | 16:00 | 36.85 | 16:00 | 36.67
18 | 2 | 17:00 | 4.23 | 17:00 | 4.21
19 | 2 | 18:00 | 0 | 18:00 | 0
20 | 2 | 19:00 | 0 | 19:00 | 0
21 | 2 | 20:00 | 0 | 20:00 | 0
22 | 2 | 21:00 | 0 | 21:00 | 0
23 | 2 | 22:00 | 0 | 22:00 | 0
24 | 2 | 23:00 | 0 | 23:00 | 0
1 | 2 | 0:00 | 0 | 0:00 | 0
2 | 2 | 1:00 | 0 | 1:00 | 0
3 | 2 | 2:00 | 0 | 2:00 | 0
4 | 2 | 3:00 | 0 | 3:00 | 0
5 | 2 | 4:00 | 0 | 4:00 | 0
6 | 2 | 5:00 | 0 | 5:00 | 0
7 | 2 | 6:00 | 0 | 6:00 | 0
8 | 2 | 7:00 | 10.95 | 7:00 | 10.89
9 | 2 | 8:00 | 41.81 | 8:00 | 41.6
10 | 2 | 9:00 | 58.96 | 9:00 | 58.67
11 | 2 | 10:00 | 60.87 | 10:00 | 60.56
12 | 2 | 11:00 | 64.31 | 11:00 | 63.99
13 | 2 | 12:00 | 60.52 | 12:00 | 60.21
14 | 2 | 13:00 | 58.61 | 13:00 | 58.32
15 | 2 | 14:00 | 63.09 | 14:00 | 62.77
16 | 2 | 15:00 | 57.82 | 15:00 | 57.53
17 | 2 | 16:00 | 34.84 | 16:00 | 34.67
18 | 2 | 17:00 | 4.35 | 17:00 | 4.33
19 | 2 | 18:00 | 0 | 18:00 | 0
20 | 2 | 19:00 | 0 | 19:00 | 0
21 | 2 | 20:00 | 0 | 20:00 | 0
22 | 2 | 21:00 | 0 | 21:00 | 0
23 | 2 | 22:00 | 0 | 22:00 | 0
24 | 2 | 23:00 | 0 | 23:00 | 0
1 | 2 | 0:00 | 0 | 0:00 | 0
2 | 2 | 1:00 | 0 | 1:00 | 0
3 | 2 | 2:00 | 0 | 2:00 | 0
4 | 2 | 3:00 | 0 | 3:00 | 0
5 | 2 | 4:00 | 0 | 4:00 | 0
6 | 2 | 5:00 | 0 | 5:00 | 0
7 | 2 | 6:00 | 0 | 6:00 | 0
8 | 2 | 7:00 | 12.63 | 7:00 | 12.56
9 | 2 | 8:00 | 47.57 | 8:00 | 47.33
10 | 2 | 9:00 | 61.19 | 9:00 | 60.88
11 | 2 | 10:00 | 66.26 | 10:00 | 65.93
12 | 2 | 11:00 | 66.19 | 11:00 | 65.86
13 | 2 | 12:00 | 64.11 | 12:00 | 63.79
14 | 2 | 13:00 | 63.24 | 13:00 | 62.93
15 | 2 | 14:00 | 65.14 | 14:00 | 64.82
16 | 2 | 15:00 | 65.91 | 15:00 | 65.58
17 | 2 | 16:00 | 39.92 | 16:00 | 39.72
18 | 2 | 17:00 | 5.19 | 17:00 | 5.16
19 | 2 | 18:00 | 0 | 18:00 | 0
20 | 2 | 19:00 | 0 | 19:00 | 0
21 | 2 | 20:00 | 0 | 20:00 | 0
22 | 2 | 21:00 | 0 | 21:00 | 0
23 | 2 | 22:00 | 0 | 22:00 | 0
24 | 2 | 23:00 | 0 | 23:00 | 0
1 | 2 | 0:00 | 0 | 0:00 | 0
2 | 2 | 1:00 | 0 | 1:00 | 0
3 | 2 | 2:00 | 0 | 2:00 | 0
4 | 2 | 3:00 | 0 | 3:00 | 0
5 | 2 | 4:00 | 0 | 4:00 | 0
6 | 2 | 5:00 | 0 | 5:00 | 0
7 | 2 | 6:00 | 0 | 6:00 | 0
8 | 2 | 7:00 | 11.43 | 7:00 | 11.38
9 | 2 | 8:00 | 45.08 | 8:00 | 44.86
10 | 2 | 9:00 | 54.58 | 9:00 | 54.31
11 | 2 | 10:00 | 60.63 | 10:00 | 60.33
12 | 2 | 11:00 | 63.49 | 11:00 | 63.17
13 | 2 | 12:00 | 61.44 | 12:00 | 61.13
14 | 2 | 13:00 | 60.8 | 13:00 | 60.5
15 | 2 | 14:00 | 56.78 | 14:00 | 56.5
16 | 2 | 15:00 | 55.04 | 15:00 | 54.77
17 | 2 | 16:00 | 32.43 | 16:00 | 32.26
18 | 2 | 17:00 | 4.49 | 17:00 | 4.46
19 | 2 | 18:00 | 0 | 18:00 | 0
20 | 2 | 19:00 | 0 | 19:00 | 0
21 | 2 | 20:00 | 0 | 20:00 | 0
22 | 2 | 21:00 | 0 | 21:00 | 0
23 | 2 | 22:00 | 0 | 22:00 | 0
24 | 2 | 23:00 | 0 | 23:00 | 0
1 | 2 | 0:00 | 0 | 0:00 | 0
2 | 2 | 1:00 | 0 | 1:00 | 0
3 | 2 | 2:00 | 0 | 2:00 | 0
4 | 2 | 3:00 | 0 | 3:00 | 0
5 | 2 | 4:00 | 0 | 4:00 | 0
6 | 2 | 5:00 | 0 | 5:00 | 0
7 | 2 | 6:00 | 0 | 6:00 | 0
8 | 2 | 7:00 | 11.23 | 7:00 | 11.17
9 | 2 | 8:00 | 40.21 | 8:00 | 40
10 | 2 | 9:00 | 57.61 | 9:00 | 57.32
11 | 2 | 10:00 | 59.08 | 10:00 | 58.78
12 | 2 | 11:00 | 61.63 | 11:00 | 61.32
13 | 2 | 12:00 | 60.61 | 12:00 | 60.31
14 | 2 | 13:00 | 61.36 | 13:00 | 61.06
15 | 2 | 14:00 | 59.32 | 14:00 | 59.02
16 | 2 | 15:00 | 57.59 | 15:00 | 57.3
17 | 2 | 16:00 | 33.86 | 16:00 | 33.69
18 | 2 | 17:00 | 4.67 | 17:00 | 4.64
19 | 2 | 18:00 | 0 | 18:00 | 0
20 | 2 | 19:00 | 0 | 19:00 | 0
21 | 2 | 20:00 | 0 | 20:00 | 0
22 | 2 | 21:00 | 0 | 21:00 | 0
23 | 2 | 22:00 | 0 | 22:00 | 0
24 | 2 | 23:00 | 0 | 23:00 | 0
1 | 2 | 0:00 | 0 | 0:00 | 0
2 | 2 | 1:00 | 0 | 1:00 | 0
3 | 2 | 2:00 | 0 | 2:00 | 0
4 | 2 | 3:00 | 0 | 3:00 | 0
5 | 2 | 4:00 | 0 | 4:00 | 0
6 | 2 | 5:00 | 0 | 5:00 | 0
7 | 2 | 6:00 | 0 | 6:00 | 0
8 | 2 | 7:00 | 13 | 7:00 | 12.94
9 | 2 | 8:00 | 42.24 | 8:00 | 42.03
10 | 2 | 9:00 | 54.51 | 9:00 | 54.24
11 | 2 | 10:00 | 60.05 | 10:00 | 59.75
12 | 2 | 11:00 | 63.75 | 11:00 | 63.43
13 | 2 | 12:00 | 62.27 | 12:00 | 61.96
14 | 2 | 13:00 | 62.32 | 13:00 | 62.01
15 | 2 | 14:00 | 64.15 | 14:00 | 63.83
16 | 2 | 15:00 | 68.63 | 15:00 | 68.28
17 | 2 | 16:00 | 42.48 | 16:00 | 42.27
18 | 2 | 17:00 | 6.17 | 17:00 | 6.14
19 | 2 | 18:00 | 0 | 18:00 | 0
20 | 2 | 19:00 | 0 | 19:00 | 0
21 | 2 | 20:00 | 0 | 20:00 | 0
22 | 2 | 21:00 | 0 | 21:00 | 0
23 | 2 | 22:00 | 0 | 22:00 | 0
24 | 2 | 23:00 | 0 | 23:00 | 0
1 | 2 | 0:00 | 0 | 0:00 | 0
2 | 2 | 1:00 | 0 | 1:00 | 0
3 | 2 | 2:00 | 0 | 2:00 | 0
4 | 2 | 3:00 | 0 | 3:00 | 0
5 | 2 | 4:00 | 0 | 4:00 | 0
6 | 2 | 5:00 | 0 | 5:00 | 0
7 | 2 | 6:00 | 0 | 6:00 | 0
8 | 2 | 7:00 | 17.79 | 7:00 | 17.71
9 | 2 | 8:00 | 56.8 | 8:00 | 56.52
10 | 2 | 9:00 | 71.66 | 9:00 | 71.3
11 | 2 | 10:00 | 75.81 | 10:00 | 75.43
12 | 2 | 11:00 | 70.24 | 11:00 | 69.89
13 | 2 | 12:00 | 62.6 | 12:00 | 62.29
14 | 2 | 13:00 | 63.15 | 13:00 | 62.84
15 | 2 | 14:00 | 62.51 | 14:00 | 62.19
16 | 2 | 15:00 | 63.55 | 15:00 | 63.24
17 | 2 | 16:00 | 37.41 | 16:00 | 37.22
18 | 2 | 17:00 | 5.35 | 17:00 | 5.32
19 | 2 | 18:00 | 0 | 18:00 | 0
20 | 2 | 19:00 | 0 | 19:00 | 0
21 | 2 | 20:00 | 0 | 20:00 | 0
22 | 2 | 21:00 | 0 | 21:00 | 0
23 | 2 | 22:00 | 0 | 22:00 | 0
24 | 2 | 23:00 | 0 | 23:00 | 0
1 | 2 | 0:00 | 0 | 0:00 | 0
2 | 2 | 1:00 | 0 | 1:00 | 0
3 | 2 | 2:00 | 0 | 2:00 | 0
4 | 2 | 3:00 | 0 | 3:00 | 0
5 | 2 | 4:00 | 0 | 4:00 | 0
6 | 2 | 5:00 | 0 | 5:00 | 0
7 | 2 | 6:00 | 0 | 6:00 | 0
8 | 2 | 7:00 | 14.8 | 7:00 | 14.73
9 | 2 | 8:00 | 45.46 | 8:00 | 45.24
10 | 2 | 9:00 | 56.63 | 9:00 | 56.35
11 | 2 | 10:00 | 62.63 | 10:00 | 62.31
12 | 2 | 11:00 | 66.53 | 11:00 | 66.2
13 | 2 | 12:00 | 66.68 | 12:00 | 66.35
14 | 2 | 13:00 | 66.89 | 13:00 | 66.56
15 | 2 | 14:00 | 66.76 | 14:00 | 66.43
16 | 2 | 15:00 | 62.29 | 15:00 | 61.98
17 | 2 | 16:00 | 40.78 | 16:00 | 40.58
18 | 2 | 17:00 | 6.23 | 17:00 | 6.2
19 | 2 | 18:00 | 0 | 18:00 | 0
20 | 2 | 19:00 | 0 | 19:00 | 0
21 | 2 | 20:00 | 0 | 20:00 | 0
22 | 2 | 21:00 | 0 | 21:00 | 0
23 | 2 | 22:00 | 0 | 22:00 | 0
24 | 2 | 23:00 | 0 | 23:00 | 0
1 | 2 | 0:00 | 0 | 0:00 | 0
2 | 2 | 1:00 | 0 | 1:00 | 0
3 | 2 | 2:00 | 0 | 2:00 | 0
4 | 2 | 3:00 | 0 | 3:00 | 0
5 | 2 | 4:00 | 0 | 4:00 | 0
6 | 2 | 5:00 | 0 | 5:00 | 0
7 | 2 | 6:00 | 0 | 6:00 | 0
8 | 2 | 7:00 | 10.46 | 7:00 | 10.4
9 | 2 | 8:00 | 33.44 | 8:00 | 33.28
10 | 2 | 9:00 | 43.67 | 9:00 | 43.46
11 | 2 | 10:00 | 51.93 | 10:00 | 51.67
12 | 2 | 11:00 | 54 | 11:00 | 53.73
13 | 2 | 12:00 | 51.34 | 12:00 | 51.08
14 | 2 | 13:00 | 49.4 | 13:00 | 49.16
15 | 2 | 14:00 | 52.14 | 14:00 | 51.88
16 | 2 | 15:00 | 48.19 | 15:00 | 47.95
17 | 2 | 16:00 | 31.61 | 16:00 | 31.45
18 | 2 | 17:00 | 5.12 | 17:00 | 5.09
19 | 2 | 18:00 | 0 | 18:00 | 0
20 | 2 | 19:00 | 0 | 19:00 | 0
21 | 2 | 20:00 | 0 | 20:00 | 0
22 | 2 | 21:00 | 0 | 21:00 | 0
23 | 2 | 22:00 | 0 | 22:00 | 0
24 | 2 | 23:00 | 0 | 23:00 | 0
1 | 2 | 0:00 | 0 | 0:00 | 0
2 | 2 | 1:00 | 0 | 1:00 | 0
3 | 2 | 2:00 | 0 | 2:00 | 0
4 | 2 | 3:00 | 0 | 3:00 | 0
5 | 2 | 4:00 | 0 | 4:00 | 0
6 | 2 | 5:00 | 0 | 5:00 | 0
7 | 2 | 6:00 | 0 | 6:00 | 0
8 | 2 | 7:00 | 11.01 | 7:00 | 10.96
9 | 2 | 8:00 | 34.1 | 8:00 | 33.93
10 | 2 | 9:00 | 44.68 | 9:00 | 44.46
11 | 2 | 10:00 | 51.55 | 10:00 | 51.29
12 | 2 | 11:00 | 49.76 | 11:00 | 49.51
13 | 2 | 12:00 | 49.37 | 12:00 | 49.12
14 | 2 | 13:00 | 50.18 | 13:00 | 49.93
15 | 2 | 14:00 | 54.38 | 14:00 | 54.1
16 | 2 | 15:00 | 49.64 | 15:00 | 49.39
17 | 2 | 16:00 | 34.31 | 16:00 | 34.14
18 | 2 | 17:00 | 6.43 | 17:00 | 6.39
19 | 2 | 18:00 | 0 | 18:00 | 0
20 | 2 | 19:00 | 0 | 19:00 | 0
21 | 2 | 20:00 | 0 | 20:00 | 0
22 | 2 | 21:00 | 0 | 21:00 | 0
23 | 2 | 22:00 | 0 | 22:00 | 0
24 | 2 | 23:00 | 0 | 23:00 | 0
1 | 2 | 0:00 | 0 | 0:00 | 0
2 | 2 | 1:00 | 0 | 1:00 | 0
3 | 2 | 2:00 | 0 | 2:00 | 0
4 | 2 | 3:00 | 0 | 3:00 | 0
5 | 2 | 4:00 | 0 | 4:00 | 0
6 | 2 | 5:00 | 0 | 5:00 | 0
7 | 2 | 6:00 | 0 | 6:00 | 0
8 | 2 | 7:00 | 16.47 | 7:00 | 16.38
9 | 2 | 8:00 | 48.93 | 8:00 | 48.69
10 | 2 | 9:00 | 59.83 | 9:00 | 59.53
11 | 2 | 10:00 | 61.42 | 10:00 | 61.11
12 | 2 | 11:00 | 62.12 | 11:00 | 61.81
13 | 2 | 12:00 | 58.47 | 12:00 | 58.18
14 | 2 | 13:00 | 60.21 | 13:00 | 59.9
15 | 2 | 14:00 | 61.7 | 14:00 | 61.39
16 | 2 | 15:00 | 61.45 | 15:00 | 61.14
17 | 2 | 16:00 | 39.35 | 16:00 | 39.15
18 | 2 | 17:00 | 6.89 | 17:00 | 6.86
19 | 2 | 18:00 | 0 | 18:00 | 0
20 | 2 | 19:00 | 0 | 19:00 | 0
21 | 2 | 20:00 | 0 | 20:00 | 0
22 | 2 | 21:00 | 0 | 21:00 | 0
23 | 2 | 22:00 | 0 | 22:00 | 0
24 | 2 | 23:00 | 0 | 23:00 | 0
1 | 2 | 0:00 | 0 | 0:00 | 0
2 | 2 | 1:00 | 0 | 1:00 | 0
3 | 2 | 2:00 | 0 | 2:00 | 0
4 | 2 | 3:00 | 0 | 3:00 | 0
5 | 2 | 4:00 | 0 | 4:00 | 0
6 | 2 | 5:00 | 0 | 5:00 | 0
7 | 2 | 6:00 | 0 | 6:00 | 0
8 | 2 | 7:00 | 15.58 | 7:00 | 15.5
9 | 2 | 8:00 | 47.84 | 8:00 | 47.6
10 | 2 | 9:00 | 57.1 | 9:00 | 56.82
11 | 2 | 10:00 | 60.85 | 10:00 | 60.55
12 | 2 | 11:00 | 61.96 | 11:00 | 61.65
13 | 2 | 12:00 | 60.86 | 12:00 | 60.56
14 | 2 | 13:00 | 54.9 | 13:00 | 54.63
15 | 2 | 14:00 | 54.95 | 14:00 | 54.68
16 | 2 | 15:00 | 49.18 | 15:00 | 48.94
17 | 2 | 16:00 | 33.74 | 16:00 | 33.57
18 | 2 | 17:00 | 6.29 | 17:00 | 6.26
19 | 2 | 18:00 | 0 | 18:00 | 0
20 | 2 | 19:00 | 0 | 19:00 | 0
21 | 2 | 20:00 | 0 | 20:00 | 0
22 | 2 | 21:00 | 0 | 21:00 | 0
23 | 2 | 22:00 | 0 | 22:00 | 0
24 | 2 | 23:00 | 0 | 23:00 | 0
1 | 2 | 0:00 | 0 | 0:00 | 0
2 | 2 | 1:00 | 0 | 1:00 | 0
3 | 2 | 2:00 | 0 | 2:00 | 0
4 | 2 | 3:00 | 0 | 3:00 | 0
5 | 2 | 4:00 | 0 | 4:00 | 0
6 | 2 | 5:00 | 0 | 5:00 | 0
7 | 2 | 6:00 | 0 | 6:00 | 0
8 | 2 | 7:00 | 12.17 | 7:00 | 12.11
9 | 2 | 8:00 | 36.06 | 8:00 | 35.88
10 | 2 | 9:00 | 47.4 | 9:00 | 47.16
11 | 2 | 10:00 | 57.57 | 10:00 | 57.29
12 | 2 | 11:00 | 62.79 | 11:00 | 62.48
13 | 2 | 12:00 | 61.21 | 12:00 | 60.9
14 | 2 | 13:00 | 63.56 | 13:00 | 63.24
15 | 2 | 14:00 | 64.41 | 14:00 | 64.09
16 | 2 | 15:00 | 57.23 | 15:00 | 56.94
17 | 2 | 16:00 | 37.93 | 16:00 | 37.74
18 | 2 | 17:00 | 6.74 | 17:00 | 6.71
19 | 2 | 18:00 | 0 | 18:00 | 0
20 | 2 | 19:00 | 0 | 19:00 | 0
21 | 2 | 20:00 | 0 | 20:00 | 0
22 | 2 | 21:00 | 0 | 21:00 | 0
23 | 2 | 22:00 | 0 | 22:00 | 0
24 | 2 | 23:00 | 0 | 23:00 | 0
1 | 2 | 0:00 | 0 | 0:00 | 0
2 | 2 | 1:00 | 0 | 1:00 | 0
3 | 2 | 2:00 | 0 | 2:00 | 0
4 | 2 | 3:00 | 0 | 3:00 | 0
5 | 2 | 4:00 | 0 | 4:00 | 0
6 | 2 | 5:00 | 0 | 5:00 | 0
7 | 2 | 6:00 | 0 | 6:00 | 0
8 | 2 | 7:00 | 15.53 | 7:00 | 15.45
9 | 2 | 8:00 | 41.9 | 8:00 | 41.7
10 | 2 | 9:00 | 54.26 | 9:00 | 53.99
11 | 2 | 10:00 | 62.54 | 10:00 | 62.22
12 | 2 | 11:00 | 61.38 | 11:00 | 61.08
13 | 2 | 12:00 | 54.78 | 12:00 | 54.5
14 | 2 | 13:00 | 50.91 | 13:00 | 50.66
15 | 2 | 14:00 | 51.5 | 14:00 | 51.25
16 | 2 | 15:00 | 46.91 | 15:00 | 46.68
17 | 2 | 16:00 | 29.24 | 16:00 | 29.09
18 | 2 | 17:00 | 5.62 | 17:00 | 5.59
19 | 2 | 18:00 | 0 | 18:00 | 0
20 | 2 | 19:00 | 0 | 19:00 | 0
21 | 2 | 20:00 | 0 | 20:00 | 0
22 | 2 | 21:00 | 0 | 21:00 | 0
23 | 2 | 22:00 | 0 | 22:00 | 0
24 | 2 | 23:00 | 0 | 23:00 | 0
1 | 2 | 0:00 | 0 | 0:00 | 0
2 | 2 | 1:00 | 0 | 1:00 | 0
3 | 2 | 2:00 | 0 | 2:00 | 0
4 | 2 | 3:00 | 0 | 3:00 | 0
5 | 2 | 4:00 | 0 | 4:00 | 0
6 | 2 | 5:00 | 0 | 5:00 | 0
7 | 2 | 6:00 | 0 | 6:00 | 0
8 | 2 | 7:00 | 18.77 | 7:00 | 18.68
9 | 2 | 8:00 | 49.57 | 8:00 | 49.33
10 | 2 | 9:00 | 60.6 | 9:00 | 60.3
11 | 2 | 10:00 | 65.88 | 10:00 | 65.55
12 | 2 | 11:00 | 67.29 | 11:00 | 66.96
13 | 2 | 12:00 | 70.48 | 12:00 | 70.13
14 | 2 | 13:00 | 73.25 | 13:00 | 72.88
15 | 2 | 14:00 | 71.98 | 14:00 | 71.62
16 | 2 | 15:00 | 69.96 | 15:00 | 69.61
17 | 2 | 16:00 | 48.44 | 16:00 | 48.2
18 | 2 | 17:00 | 10.01 | 17:00 | 9.96
19 | 2 | 18:00 | 0 | 18:00 | 0
20 | 2 | 19:00 | 0 | 19:00 | 0
21 | 2 | 20:00 | 0 | 20:00 | 0
22 | 2 | 21:00 | 0 | 21:00 | 0
23 | 2 | 22:00 | 0 | 22:00 | 0
24 | 2 | 23:00 | 0 | 23:00 | 0
1 | 2 | 0:00 | 0 | 0:00 | 0
2 | 2 | 1:00 | 0 | 1:00 | 0
3 | 2 | 2:00 | 0 | 2:00 | 0
4 | 2 | 3:00 | 0 | 3:00 | 0
5 | 2 | 4:00 | 0 | 4:00 | 0
6 | 2 | 5:00 | 0 | 5:00 | 0
7 | 2 | 6:00 | 0 | 6:00 | 0
8 | 2 | 7:00 | 24.42 | 7:00 | 24.3
9 | 2 | 8:00 | 66.52 | 8:00 | 66.18
10 | 2 | 9:00 | 70.71 | 9:00 | 70.35
11 | 2 | 10:00 | 74.08 | 10:00 | 73.71
12 | 2 | 11:00 | 73.8 | 11:00 | 73.43
13 | 2 | 12:00 | 73.42 | 12:00 | 73.05
14 | 2 | 13:00 | 73.91 | 13:00 | 73.54
15 | 2 | 14:00 | 70.38 | 14:00 | 70.03
16 | 2 | 15:00 | 61.46 | 15:00 | 61.16
17 | 2 | 16:00 | 46.93 | 16:00 | 46.69
18 | 2 | 17:00 | 10.19 | 17:00 | 10.14
19 | 2 | 18:00 | 0 | 18:00 | 0
20 | 2 | 19:00 | 0 | 19:00 | 0
21 | 2 | 20:00 | 0 | 20:00 | 0
22 | 2 | 21:00 | 0 | 21:00 | 0
23 | 2 | 22:00 | 0 | 22:00 | 0
24 | 2 | 23:00 | 0 | 23:00 | 0
1 | 2 | 0:00 | 0 | 0:00 | 0
2 | 2 | 1:00 | 0 | 1:00 | 0
3 | 2 | 2:00 | 0 | 2:00 | 0
4 | 2 | 3:00 | 0 | 3:00 | 0
5 | 2 | 4:00 | 0 | 4:00 | 0
6 | 2 | 5:00 | 0 | 5:00 | 0
7 | 2 | 6:00 | 0 | 6:00 | 0
8 | 2 | 7:00 | 24.79 | 7:00 | 24.67
9 | 2 | 8:00 | 64.17 | 8:00 | 63.85
10 | 2 | 9:00 | 69.71 | 9:00 | 69.36
11 | 2 | 10:00 | 68.51 | 10:00 | 68.17
12 | 2 | 11:00 | 67.24 | 11:00 | 66.91
13 | 2 | 12:00 | 67.88 | 12:00 | 67.54
14 | 2 | 13:00 | 67.35 | 13:00 | 67.01
15 | 2 | 14:00 | 61.04 | 14:00 | 60.74
16 | 2 | 15:00 | 52.39 | 15:00 | 52.13
17 | 2 | 16:00 | 36.53 | 16:00 | 36.35
18 | 2 | 17:00 | 7.36 | 17:00 | 7.33
19 | 2 | 18:00 | 0 | 18:00 | 0
20 | 2 | 19:00 | 0 | 19:00 | 0
21 | 2 | 20:00 | 0 | 20:00 | 0
22 | 2 | 21:00 | 0 | 21:00 | 0
23 | 2 | 22:00 | 0 | 22:00 | 0
24 | 2 | 23:00 | 0 | 23:00 | 0
1 | 2 | 0:00 | 0 | 0:00 | 0
2 | 2 | 1:00 | 0 | 1:00 | 0
3 | 2 | 2:00 | 0 | 2:00 | 0
4 | 2 | 3:00 | 0 | 3:00 | 0
5 | 2 | 4:00 | 0 | 4:00 | 0
6 | 2 | 5:00 | 0 | 5:00 | 0
7 | 2 | 6:00 | 0 | 6:00 | 0
8 | 2 | 7:00 | 20.69 | 7:00 | 20.59
9 | 2 | 8:00 | 51.48 | 8:00 | 51.23
10 | 2 | 9:00 | 56.22 | 9:00 | 55.94
11 | 2 | 10:00 | 59.84 | 10:00 | 59.54
12 | 2 | 11:00 | 61.47 | 11:00 | 61.17
13 | 2 | 12:00 | 62.87 | 12:00 | 62.55
14 | 2 | 13:00 | 65.69 | 13:00 | 65.36
15 | 2 | 14:00 | 66.25 | 14:00 | 65.91
16 | 2 | 15:00 | 66.95 | 15:00 | 66.62
17 | 2 | 16:00 | 48.53 | 16:00 | 48.28
18 | 2 | 17:00 | 11.42 | 17:00 | 11.36
19 | 2 | 18:00 | 0 | 18:00 | 0
20 | 2 | 19:00 | 0 | 19:00 | 0
21 | 2 | 20:00 | 0 | 20:00 | 0
22 | 2 | 21:00 | 0 | 21:00 | 0
23 | 2 | 22:00 | 0 | 22:00 | 0
24 | 2 | 23:00 | 0 | 23:00 | 0
1 | 2 | 0:00 | 0 | 0:00 | 0
2 | 2 | 1:00 | 0 | 1:00 | 0
3 | 2 | 2:00 | 0 | 2:00 | 0
4 | 2 | 3:00 | 0 | 3:00 | 0
5 | 2 | 4:00 | 0 | 4:00 | 0
6 | 2 | 5:00 | 0 | 5:00 | 0
7 | 2 | 6:00 | 0 | 6:00 | 0
8 | 2 | 7:00 | 22.36 | 7:00 | 22.25
9 | 2 | 8:00 | 55.98 | 8:00 | 55.7
10 | 2 | 9:00 | 62.51 | 9:00 | 62.19
11 | 2 | 10:00 | 67.83 | 10:00 | 67.49
12 | 2 | 11:00 | 70.44 | 11:00 | 70.08
13 | 2 | 12:00 | 62.16 | 12:00 | 61.85
14 | 2 | 13:00 | 61.11 | 13:00 | 60.8
15 | 2 | 14:00 | 58.71 | 14:00 | 58.41
16 | 2 | 15:00 | 49.71 | 15:00 | 49.46
17 | 2 | 16:00 | 36.35 | 16:00 | 36.17
18 | 2 | 17:00 | 9.49 | 17:00 | 9.44
19 | 2 | 18:00 | 0 | 18:00 | 0
20 | 2 | 19:00 | 0 | 19:00 | 0
21 | 2 | 20:00 | 0 | 20:00 | 0
22 | 2 | 21:00 | 0 | 21:00 | 0
23 | 2 | 22:00 | 0 | 22:00 | 0
24 | 2 | 23:00 | 0 | 23:00 | 0
1 | 3 | 0:00 | 0 | 0:00 | 0
2 | 3 | 1:00 | 0 | 1:00 | 0
3 | 3 | 2:00 | 0 | 2:00 | 0
4 | 3 | 3:00 | 0 | 3:00 | 0
5 | 3 | 4:00 | 0 | 4:00 | 0
6 | 3 | 5:00 | 0 | 5:00 | 0
7 | 3 | 6:00 | 0.04 | 6:00 | 0.04
8 | 3 | 7:00 | 26.61 | 7:00 | 26.47
9 | 3 | 8:00 | 63.67 | 8:00 | 63.35
10 | 3 | 9:00 | 67.11 | 9:00 | 66.77
11 | 3 | 10:00 | 65.08 | 10:00 | 64.76
12 | 3 | 11:00 | 67.25 | 11:00 | 66.91
13 | 3 | 12:00 | 69.69 | 12:00 | 69.34
14 | 3 | 13:00 | 71.98 | 13:00 | 71.62
15 | 3 | 14:00 | 71.4 | 14:00 | 71.05
16 | 3 | 15:00 | 67.25 | 15:00 | 66.91
17 | 3 | 16:00 | 52.89 | 16:00 | 52.63
18 | 3 | 17:00 | 13.39 | 17:00 | 13.33
19 | 3 | 18:00 | 0 | 18:00 | 0
20 | 3 | 19:00 | 0 | 19:00 | 0
21 | 3 | 20:00 | 0 | 20:00 | 0
22 | 3 | 21:00 | 0 | 21:00 | 0
23 | 3 | 22:00 | 0 | 22:00 | 0
24 | 3 | 23:00 | 0 | 23:00 | 0
1 | 3 | 0:00 | 0 | 0:00 | 0
2 | 3 | 1:00 | 0 | 1:00 | 0
3 | 3 | 2:00 | 0 | 2:00 | 0
4 | 3 | 3:00 | 0 | 3:00 | 0
5 | 3 | 4:00 | 0 | 4:00 | 0
6 | 3 | 5:00 | 0 | 5:00 | 0
7 | 3 | 6:00 | 0.18 | 6:00 | 0.18
8 | 3 | 7:00 | 25.67 | 7:00 | 25.54
9 | 3 | 8:00 | 61.88 | 8:00 | 61.57
10 | 3 | 9:00 | 62.25 | 9:00 | 61.94
11 | 3 | 10:00 | 65.26 | 10:00 | 64.94
12 | 3 | 11:00 | 68.78 | 11:00 | 68.44
13 | 3 | 12:00 | 69.65 | 12:00 | 69.3
14 | 3 | 13:00 | 70.68 | 13:00 | 70.33
15 | 3 | 14:00 | 67.8 | 14:00 | 67.46
16 | 3 | 15:00 | 69.41 | 15:00 | 69.07
17 | 3 | 16:00 | 52.13 | 16:00 | 51.87
18 | 3 | 17:00 | 13.45 | 17:00 | 13.39
19 | 3 | 18:00 | 0 | 18:00 | 0
20 | 3 | 19:00 | 0 | 19:00 | 0
21 | 3 | 20:00 | 0 | 20:00 | 0
22 | 3 | 21:00 | 0 | 21:00 | 0
23 | 3 | 22:00 | 0 | 22:00 | 0
24 | 3 | 23:00 | 0 | 23:00 | 0
1 | 3 | 0:00 | 0 | 0:00 | 0
2 | 3 | 1:00 | 0 | 1:00 | 0
3 | 3 | 2:00 | 0 | 2:00 | 0
4 | 3 | 3:00 | 0 | 3:00 | 0
5 | 3 | 4:00 | 0 | 4:00 | 0
6 | 3 | 5:00 | 0 | 5:00 | 0
7 | 3 | 6:00 | 0.52 | 6:00 | 0.52
8 | 3 | 7:00 | 27.78 | 7:00 | 27.64
9 | 3 | 8:00 | 63.71 | 8:00 | 63.39
10 | 3 | 9:00 | 68.41 | 9:00 | 68.07
11 | 3 | 10:00 | 69.51 | 10:00 | 69.16
12 | 3 | 11:00 | 73.42 | 11:00 | 73.05
13 | 3 | 12:00 | 73.09 | 12:00 | 72.73
14 | 3 | 13:00 | 71.55 | 13:00 | 71.19
15 | 3 | 14:00 | 71.76 | 14:00 | 71.4
16 | 3 | 15:00 | 68.14 | 15:00 | 67.8
17 | 3 | 16:00 | 51.3 | 16:00 | 51.04
18 | 3 | 17:00 | 13.37 | 17:00 | 13.3
19 | 3 | 18:00 | 0 | 18:00 | 0
20 | 3 | 19:00 | 0 | 19:00 | 0
21 | 3 | 20:00 | 0 | 20:00 | 0
22 | 3 | 21:00 | 0 | 21:00 | 0
23 | 3 | 22:00 | 0 | 22:00 | 0
24 | 3 | 23:00 | 0 | 23:00 | 0
1 | 3 | 0:00 | 0 | 0:00 | 0
2 | 3 | 1:00 | 0 | 1:00 | 0
3 | 3 | 2:00 | 0 | 2:00 | 0
4 | 3 | 3:00 | 0 | 3:00 | 0
5 | 3 | 4:00 | 0 | 4:00 | 0
6 | 3 | 5:00 | 0 | 5:00 | 0
7 | 3 | 6:00 | 0.61 | 6:00 | 0.6
8 | 3 | 7:00 | 27.92 | 7:00 | 27.78
9 | 3 | 8:00 | 63.46 | 8:00 | 63.14
10 | 3 | 9:00 | 73.04 | 9:00 | 72.67
11 | 3 | 10:00 | 83.73 | 10:00 | 83.31
12 | 3 | 11:00 | 85.97 | 11:00 | 85.54
13 | 3 | 12:00 | 85.36 | 12:00 | 84.94
14 | 3 | 13:00 | 85.64 | 13:00 | 85.22
15 | 3 | 14:00 | 85.3 | 14:00 | 84.87
16 | 3 | 15:00 | 78.19 | 15:00 | 77.8
17 | 3 | 16:00 | 61.55 | 16:00 | 61.24
18 | 3 | 17:00 | 16.1 | 17:00 | 16.02
19 | 3 | 18:00 | 0 | 18:00 | 0
20 | 3 | 19:00 | 0 | 19:00 | 0
21 | 3 | 20:00 | 0 | 20:00 | 0
22 | 3 | 21:00 | 0 | 21:00 | 0
23 | 3 | 22:00 | 0 | 22:00 | 0
24 | 3 | 23:00 | 0 | 23:00 | 0
1 | 3 | 0:00 | 0 | 0:00 | 0
2 | 3 | 1:00 | 0 | 1:00 | 0
3 | 3 | 2:00 | 0 | 2:00 | 0
4 | 3 | 3:00 | 0 | 3:00 | 0
5 | 3 | 4:00 | 0 | 4:00 | 0
6 | 3 | 5:00 | 0 | 5:00 | 0
7 | 3 | 6:00 | 0.57 | 6:00 | 0.57
8 | 3 | 7:00 | 25.15 | 7:00 | 25.03
9 | 3 | 8:00 | 61.13 | 8:00 | 60.83
10 | 3 | 9:00 | 67.17 | 9:00 | 66.84
11 | 3 | 10:00 | 74.79 | 10:00 | 74.42
12 | 3 | 11:00 | 78.26 | 11:00 | 77.87
13 | 3 | 12:00 | 79.47 | 12:00 | 79.08
14 | 3 | 13:00 | 76.08 | 13:00 | 75.7
15 | 3 | 14:00 | 75.51 | 14:00 | 75.13
16 | 3 | 15:00 | 68.83 | 15:00 | 68.49
17 | 3 | 16:00 | 49.84 | 16:00 | 49.59
18 | 3 | 17:00 | 13.66 | 17:00 | 13.59
19 | 3 | 18:00 | 0 | 18:00 | 0
20 | 3 | 19:00 | 0 | 19:00 | 0
21 | 3 | 20:00 | 0 | 20:00 | 0
22 | 3 | 21:00 | 0 | 21:00 | 0
23 | 3 | 22:00 | 0 | 22:00 | 0
24 | 3 | 23:00 | 0 | 23:00 | 0
1 | 3 | 0:00 | 0 | 0:00 | 0
2 | 3 | 1:00 | 0 | 1:00 | 0
3 | 3 | 2:00 | 0 | 2:00 | 0
4 | 3 | 3:00 | 0 | 3:00 | 0
5 | 3 | 4:00 | 0 | 4:00 | 0
6 | 3 | 5:00 | 0 | 5:00 | 0
7 | 3 | 6:00 | 0.88 | 6:00 | 0.87
8 | 3 | 7:00 | 25.36 | 7:00 | 25.23
9 | 3 | 8:00 | 53.36 | 8:00 | 53.09
10 | 3 | 9:00 | 59.1 | 9:00 | 58.8
11 | 3 | 10:00 | 66.69 | 10:00 | 66.36
12 | 3 | 11:00 | 64.44 | 11:00 | 64.12
13 | 3 | 12:00 | 63.57 | 12:00 | 63.25
14 | 3 | 13:00 | 61.08 | 13:00 | 60.78
15 | 3 | 14:00 | 56.03 | 14:00 | 55.75
16 | 3 | 15:00 | 45.08 | 15:00 | 44.86
17 | 3 | 16:00 | 32.71 | 16:00 | 32.54
18 | 3 | 17:00 | 9.67 | 17:00 | 9.62
19 | 3 | 18:00 | 0 | 18:00 | 0
20 | 3 | 19:00 | 0 | 19:00 | 0
21 | 3 | 20:00 | 0 | 20:00 | 0
22 | 3 | 21:00 | 0 | 21:00 | 0
23 | 3 | 22:00 | 0 | 22:00 | 0
24 | 3 | 23:00 | 0 | 23:00 | 0
1 | 3 | 0:00 | 0 | 0:00 | 0
2 | 3 | 1:00 | 0 | 1:00 | 0
3 | 3 | 2:00 | 0 | 2:00 | 0
4 | 3 | 3:00 | 0 | 3:00 | 0
5 | 3 | 4:00 | 0 | 4:00 | 0
6 | 3 | 5:00 | 0 | 5:00 | 0
7 | 3 | 6:00 | 0.95 | 6:00 | 0.94
8 | 3 | 7:00 | 26.55 | 7:00 | 26.42
9 | 3 | 8:00 | 58.35 | 8:00 | 58.06
10 | 3 | 9:00 | 65.92 | 9:00 | 65.59
11 | 3 | 10:00 | 68.59 | 10:00 | 68.25
12 | 3 | 11:00 | 70.38 | 11:00 | 70.03
13 | 3 | 12:00 | 71.39 | 12:00 | 71.03
14 | 3 | 13:00 | 72.84 | 13:00 | 72.47
15 | 3 | 14:00 | 72.04 | 14:00 | 71.68
16 | 3 | 15:00 | 61.34 | 15:00 | 61.03
17 | 3 | 16:00 | 50.78 | 16:00 | 50.53
18 | 3 | 17:00 | 13.56 | 17:00 | 13.49
19 | 3 | 18:00 | 0 | 18:00 | 0
20 | 3 | 19:00 | 0 | 19:00 | 0
21 | 3 | 20:00 | 0 | 20:00 | 0
22 | 3 | 21:00 | 0 | 21:00 | 0
23 | 3 | 22:00 | 0 | 22:00 | 0
24 | 3 | 23:00 | 0 | 23:00 | 0
1 | 3 | 0:00 | 0 | 0:00 | 0
2 | 3 | 1:00 | 0 | 1:00 | 0
3 | 3 | 2:00 | 0 | 2:00 | 0
4 | 3 | 3:00 | 0 | 3:00 | 0
5 | 3 | 4:00 | 0 | 4:00 | 0
6 | 3 | 5:00 | 0 | 5:00 | 0
7 | 3 | 6:00 | 1.68 | 6:00 | 1.67
8 | 3 | 7:00 | 33.89 | 7:00 | 33.72
9 | 3 | 8:00 | 65.02 | 8:00 | 64.69
10 | 3 | 9:00 | 75.08 | 9:00 | 74.71
11 | 3 | 10:00 | 78.98 | 10:00 | 78.59
12 | 3 | 11:00 | 81.34 | 11:00 | 80.93
13 | 3 | 12:00 | 77.15 | 12:00 | 76.77
14 | 3 | 13:00 | 74.74 | 13:00 | 74.37
15 | 3 | 14:00 | 73.93 | 14:00 | 73.56
16 | 3 | 15:00 | 67.61 | 15:00 | 67.27
17 | 3 | 16:00 | 47.58 | 16:00 | 47.34
18 | 3 | 17:00 | 13.5 | 17:00 | 13.44
19 | 3 | 18:00 | 0 | 18:00 | 0
20 | 3 | 19:00 | 0 | 19:00 | 0
21 | 3 | 20:00 | 0 | 20:00 | 0
22 | 3 | 21:00 | 0 | 21:00 | 0
23 | 3 | 22:00 | 0 | 22:00 | 0
24 | 3 | 23:00 | 0 | 23:00 | 0
1 | 3 | 0:00 | 0 | 0:00 | 0
2 | 3 | 1:00 | 0 | 1:00 | 0
3 | 3 | 2:00 | 0 | 2:00 | 0
4 | 3 | 3:00 | 0 | 3:00 | 0
5 | 3 | 4:00 | 0 | 4:00 | 0
6 | 3 | 5:00 | 0 | 5:00 | 0
7 | 3 | 6:00 | 1.61 | 6:00 | 1.6
8 | 3 | 7:00 | 27.12 | 7:00 | 26.99
9 | 3 | 8:00 | 54.63 | 8:00 | 54.35
10 | 3 | 9:00 | 62.14 | 9:00 | 61.83
11 | 3 | 10:00 | 67.53 | 10:00 | 67.19
12 | 3 | 11:00 | 71.52 | 11:00 | 71.17
13 | 3 | 12:00 | 71.55 | 12:00 | 71.19
14 | 3 | 13:00 | 67.7 | 13:00 | 67.36
15 | 3 | 14:00 | 67.19 | 14:00 | 66.85
16 | 3 | 15:00 | 66.91 | 15:00 | 66.57
17 | 3 | 16:00 | 49.35 | 16:00 | 49.1
18 | 3 | 17:00 | 14.56 | 17:00 | 14.49
19 | 3 | 18:00 | 0 | 18:00 | 0
20 | 3 | 19:00 | 0 | 19:00 | 0
21 | 3 | 20:00 | 0 | 20:00 | 0
22 | 3 | 21:00 | 0 | 21:00 | 0
23 | 3 | 22:00 | 0 | 22:00 | 0
24 | 3 | 23:00 | 0 | 23:00 | 0
1 | 3 | 0:00 | 0 | 0:00 | 0
2 | 3 | 1:00 | 0 | 1:00 | 0
3 | 3 | 2:00 | 0 | 2:00 | 0
4 | 3 | 3:00 | 0 | 3:00 | 0
5 | 3 | 4:00 | 0 | 4:00 | 0
6 | 3 | 5:00 | 0 | 5:00 | 0
7 | 3 | 6:00 | 2.1 | 6:00 | 2.09
8 | 3 | 7:00 | 31.42 | 7:00 | 31.26
9 | 3 | 8:00 | 60.83 | 8:00 | 60.53
10 | 3 | 9:00 | 69.08 | 9:00 | 68.73
11 | 3 | 10:00 | 73.75 | 10:00 | 73.39
12 | 3 | 11:00 | 74.24 | 11:00 | 73.87
13 | 3 | 12:00 | 72.65 | 12:00 | 72.28
14 | 3 | 13:00 | 70.02 | 13:00 | 69.67
15 | 3 | 14:00 | 70.16 | 14:00 | 69.81
16 | 3 | 15:00 | 65.61 | 15:00 | 65.28
17 | 3 | 16:00 | 52.39 | 16:00 | 52.13
18 | 3 | 17:00 | 15.41 | 17:00 | 15.34
19 | 3 | 18:00 | 0 | 18:00 | 0
20 | 3 | 19:00 | 0 | 19:00 | 0
21 | 3 | 20:00 | 0 | 20:00 | 0
22 | 3 | 21:00 | 0 | 21:00 | 0
23 | 3 | 22:00 | 0 | 22:00 | 0
24 | 3 | 23:00 | 0 | 23:00 | 0
1 | 3 | 0:00 | 0 | 0:00 | 0
2 | 3 | 1:00 | 0 | 1:00 | 0
3 | 3 | 2:00 | 0 | 2:00 | 0
4 | 3 | 3:00 | 0 | 3:00 | 0
5 | 3 | 4:00 | 0 | 4:00 | 0
6 | 3 | 5:00 | 0 | 5:00 | 0
7 | 3 | 6:00 | 2.32 | 6:00 | 2.31
8 | 3 | 7:00 | 25.82 | 7:00 | 25.69
9 | 3 | 8:00 | 46.21 | 8:00 | 45.98
10 | 3 | 9:00 | 57.69 | 9:00 | 57.4
11 | 3 | 10:00 | 64.46 | 10:00 | 64.14
12 | 3 | 11:00 | 64.98 | 11:00 | 64.66
13 | 3 | 12:00 | 64.82 | 12:00 | 64.5
14 | 3 | 13:00 | 65.46 | 13:00 | 65.13
15 | 3 | 14:00 | 62.06 | 14:00 | 61.75
16 | 3 | 15:00 | 56.39 | 15:00 | 56.1
17 | 3 | 16:00 | 43.99 | 16:00 | 43.77
18 | 3 | 17:00 | 13.36 | 17:00 | 13.3
19 | 3 | 18:00 | 0 | 18:00 | 0
20 | 3 | 19:00 | 0 | 19:00 | 0
21 | 3 | 20:00 | 0 | 20:00 | 0
22 | 3 | 21:00 | 0 | 21:00 | 0
23 | 3 | 22:00 | 0 | 22:00 | 0
24 | 3 | 23:00 | 0 | 23:00 | 0
1 | 3 | 0:00 | 0 | 0:00 | 0
2 | 3 | 1:00 | 0 | 1:00 | 0
3 | 3 | 2:00 | 0 | 2:00 | 0
4 | 3 | 3:00 | 0 | 3:00 | 0
5 | 3 | 4:00 | 0 | 4:00 | 0
6 | 3 | 5:00 | 0 | 5:00 | 0
7 | 3 | 6:00 | 2.28 | 6:00 | 2.27
8 | 3 | 7:00 | 26.95 | 7:00 | 26.81
9 | 3 | 8:00 | 51.54 | 8:00 | 51.28
10 | 3 | 9:00 | 58.79 | 9:00 | 58.5
11 | 3 | 10:00 | 59.47 | 10:00 | 59.17
12 | 3 | 11:00 | 66.5 | 11:00 | 66.16
13 | 3 | 12:00 | 67.44 | 12:00 | 67.1
14 | 3 | 13:00 | 63.67 | 13:00 | 63.35
15 | 3 | 14:00 | 59.12 | 14:00 | 58.82
16 | 3 | 15:00 | 55.39 | 15:00 | 55.11
17 | 3 | 16:00 | 39.39 | 16:00 | 39.19
18 | 3 | 17:00 | 13.26 | 17:00 | 13.19
19 | 3 | 18:00 | 0 | 18:00 | 0
20 | 3 | 19:00 | 0 | 19:00 | 0
21 | 3 | 20:00 | 0 | 20:00 | 0
22 | 3 | 21:00 | 0 | 21:00 | 0
23 | 3 | 22:00 | 0 | 22:00 | 0
24 | 3 | 23:00 | 0 | 23:00 | 0
1 | 3 | 0:00 | 0 | 0:00 | 0
2 | 3 | 1:00 | 0 | 1:00 | 0
3 | 3 | 2:00 | 0 | 2:00 | 0
4 | 3 | 3:00 | 0 | 3:00 | 0
5 | 3 | 4:00 | 0 | 4:00 | 0
6 | 3 | 5:00 | 0 | 5:00 | 0
7 | 3 | 6:00 | 2.9 | 6:00 | 2.89
8 | 3 | 7:00 | 30.22 | 7:00 | 30.07
9 | 3 | 8:00 | 54.54 | 8:00 | 54.27
10 | 3 | 9:00 | 60.45 | 9:00 | 60.14
11 | 3 | 10:00 | 62.04 | 10:00 | 61.73
12 | 3 | 11:00 | 63.29 | 11:00 | 62.97
13 | 3 | 12:00 | 62.45 | 12:00 | 62.14
14 | 3 | 13:00 | 63.52 | 13:00 | 63.21
15 | 3 | 14:00 | 64.25 | 14:00 | 63.93
16 | 3 | 15:00 | 62.23 | 15:00 | 61.92
17 | 3 | 16:00 | 46.68 | 16:00 | 46.45
18 | 3 | 17:00 | 13.99 | 17:00 | 13.92
19 | 3 | 18:00 | 0 | 18:00 | 0
20 | 3 | 19:00 | 0 | 19:00 | 0
21 | 3 | 20:00 | 0 | 20:00 | 0
22 | 3 | 21:00 | 0 | 21:00 | 0
23 | 3 | 22:00 | 0 | 22:00 | 0
24 | 3 | 23:00 | 0 | 23:00 | 0
1 | 3 | 0:00 | 0 | 0:00 | 0
2 | 3 | 1:00 | 0 | 1:00 | 0
3 | 3 | 2:00 | 0 | 2:00 | 0
4 | 3 | 3:00 | 0 | 3:00 | 0
5 | 3 | 4:00 | 0 | 4:00 | 0
6 | 3 | 5:00 | 0 | 5:00 | 0
7 | 3 | 6:00 | 3.51 | 6:00 | 3.49
8 | 3 | 7:00 | 32.9 | 7:00 | 32.74
9 | 3 | 8:00 | 52.35 | 8:00 | 52.09
10 | 3 | 9:00 | 61.98 | 9:00 | 61.67
11 | 3 | 10:00 | 67.2 | 10:00 | 66.87
12 | 3 | 11:00 | 73.12 | 11:00 | 72.75
13 | 3 | 12:00 | 72.34 | 12:00 | 71.98
14 | 3 | 13:00 | 73.15 | 13:00 | 72.78
15 | 3 | 14:00 | 74.99 | 14:00 | 74.61
16 | 3 | 15:00 | 69.75 | 15:00 | 69.4
17 | 3 | 16:00 | 52.84 | 16:00 | 52.58
18 | 3 | 17:00 | 17.76 | 17:00 | 17.67
19 | 3 | 18:00 | 0 | 18:00 | 0
20 | 3 | 19:00 | 0 | 19:00 | 0
21 | 3 | 20:00 | 0 | 20:00 | 0
22 | 3 | 21:00 | 0 | 21:00 | 0
23 | 3 | 22:00 | 0 | 22:00 | 0
24 | 3 | 23:00 | 0 | 23:00 | 0
1 | 3 | 0:00 | 0 | 0:00 | 0
2 | 3 | 1:00 | 0 | 1:00 | 0
3 | 3 | 2:00 | 0 | 2:00 | 0
4 | 3 | 3:00 | 0 | 3:00 | 0
5 | 3 | 4:00 | 0 | 4:00 | 0
6 | 3 | 5:00 | 0 | 5:00 | 0
7 | 3 | 6:00 | 4.16 | 6:00 | 4.14
8 | 3 | 7:00 | 37.48 | 7:00 | 37.29
9 | 3 | 8:00 | 62.35 | 8:00 | 62.04
10 | 3 | 9:00 | 70.83 | 9:00 | 70.48
11 | 3 | 10:00 | 71.08 | 10:00 | 70.72
12 | 3 | 11:00 | 75.09 | 11:00 | 74.71
13 | 3 | 12:00 | 76.99 | 12:00 | 76.61
14 | 3 | 13:00 | 71.66 | 13:00 | 71.3
15 | 3 | 14:00 | 68.3 | 14:00 | 67.96
16 | 3 | 15:00 | 64.93 | 15:00 | 64.6
17 | 3 | 16:00 | 54.9 | 16:00 | 54.62
18 | 3 | 17:00 | 18.26 | 17:00 | 18.17
19 | 3 | 18:00 | 0 | 18:00 | 0
20 | 3 | 19:00 | 0 | 19:00 | 0
21 | 3 | 20:00 | 0 | 20:00 | 0
22 | 3 | 21:00 | 0 | 21:00 | 0
23 | 3 | 22:00 | 0 | 22:00 | 0
24 | 3 | 23:00 | 0 | 23:00 | 0
1 | 3 | 0:00 | 0 | 0:00 | 0
2 | 3 | 1:00 | 0 | 1:00 | 0
3 | 3 | 2:00 | 0 | 2:00 | 0
4 | 3 | 3:00 | 0 | 3:00 | 0
5 | 3 | 4:00 | 0 | 4:00 | 0
6 | 3 | 5:00 | 0 | 5:00 | 0
7 | 3 | 6:00 | 3.69 | 6:00 | 3.67
8 | 3 | 7:00 | 28.99 | 7:00 | 28.85
9 | 3 | 8:00 | 47.15 | 8:00 | 46.91
10 | 3 | 9:00 | 56.46 | 9:00 | 56.18
11 | 3 | 10:00 | 70.93 | 10:00 | 70.57
12 | 3 | 11:00 | 69.65 | 11:00 | 69.3
13 | 3 | 12:00 | 62.37 | 12:00 | 62.06
14 | 3 | 13:00 | 62.7 | 13:00 | 62.39
15 | 3 | 14:00 | 64.82 | 14:00 | 64.5
16 | 3 | 15:00 | 64.32 | 15:00 | 63.99
17 | 3 | 16:00 | 50.78 | 16:00 | 50.53
18 | 3 | 17:00 | 16.9 | 17:00 | 16.82
19 | 3 | 18:00 | 0 | 18:00 | 0
20 | 3 | 19:00 | 0 | 19:00 | 0
21 | 3 | 20:00 | 0 | 20:00 | 0
22 | 3 | 21:00 | 0 | 21:00 | 0
23 | 3 | 22:00 | 0 | 22:00 | 0
24 | 3 | 23:00 | 0 | 23:00 | 0
1 | 3 | 0:00 | 0 | 0:00 | 0
2 | 3 | 1:00 | 0 | 1:00 | 0
3 | 3 | 2:00 | 0 | 2:00 | 0
4 | 3 | 3:00 | 0 | 3:00 | 0
5 | 3 | 4:00 | 0 | 4:00 | 0
6 | 3 | 5:00 | 0 | 5:00 | 0
7 | 3 | 6:00 | 4.28 | 6:00 | 4.26
8 | 3 | 7:00 | 29.58 | 7:00 | 29.43
9 | 3 | 8:00 | 50.81 | 8:00 | 50.56
10 | 3 | 9:00 | 55.24 | 9:00 | 54.96
11 | 3 | 10:00 | 64.04 | 10:00 | 63.72
12 | 3 | 11:00 | 66.06 | 11:00 | 65.73
13 | 3 | 12:00 | 60.89 | 12:00 | 60.58
14 | 3 | 13:00 | 62.82 | 13:00 | 62.51
15 | 3 | 14:00 | 63.39 | 14:00 | 63.07
16 | 3 | 15:00 | 59.54 | 15:00 | 59.24
17 | 3 | 16:00 | 43.84 | 16:00 | 43.62
18 | 3 | 17:00 | 13.54 | 17:00 | 13.47
19 | 3 | 18:00 | 0 | 18:00 | 0
20 | 3 | 19:00 | 0 | 19:00 | 0
21 | 3 | 20:00 | 0 | 20:00 | 0
22 | 3 | 21:00 | 0 | 21:00 | 0
23 | 3 | 22:00 | 0 | 22:00 | 0
24 | 3 | 23:00 | 0 | 23:00 | 0
1 | 3 | 0:00 | 0 | 0:00 | 0
2 | 3 | 1:00 | 0 | 1:00 | 0
3 | 3 | 2:00 | 0 | 2:00 | 0
4 | 3 | 3:00 | 0 | 3:00 | 0
5 | 3 | 4:00 | 0 | 4:00 | 0
6 | 3 | 5:00 | 0 | 5:00 | 0
7 | 3 | 6:00 | 4.96 | 6:00 | 4.94
8 | 3 | 7:00 | 35.8 | 7:00 | 35.62
9 | 3 | 8:00 | 60.6 | 8:00 | 60.3
10 | 3 | 9:00 | 71.15 | 9:00 | 70.8
11 | 3 | 10:00 | 74.03 | 10:00 | 73.66
12 | 3 | 11:00 | 70.42 | 11:00 | 70.07
13 | 3 | 12:00 | 66.58 | 12:00 | 66.24
14 | 3 | 13:00 | 67.42 | 13:00 | 67.08
15 | 3 | 14:00 | 66.73 | 14:00 | 66.4
16 | 3 | 15:00 | 61.31 | 15:00 | 61
17 | 3 | 16:00 | 47.19 | 16:00 | 46.96
18 | 3 | 17:00 | 16.64 | 17:00 | 16.56
19 | 3 | 18:00 | 0 | 18:00 | 0
20 | 3 | 19:00 | 0 | 19:00 | 0
21 | 3 | 20:00 | 0 | 20:00 | 0
22 | 3 | 21:00 | 0 | 21:00 | 0
23 | 3 | 22:00 | 0 | 22:00 | 0
24 | 3 | 23:00 | 0 | 23:00 | 0
1 | 3 | 0:00 | 0 | 0:00 | 0
2 | 3 | 1:00 | 0 | 1:00 | 0
3 | 3 | 2:00 | 0 | 2:00 | 0
4 | 3 | 3:00 | 0 | 3:00 | 0
5 | 3 | 4:00 | 0 | 4:00 | 0
6 | 3 | 5:00 | 0 | 5:00 | 0
7 | 3 | 6:00 | 5.69 | 6:00 | 5.66
8 | 3 | 7:00 | 39.05 | 7:00 | 38.85
9 | 3 | 8:00 | 59.76 | 8:00 | 59.47
10 | 3 | 9:00 | 64.58 | 9:00 | 64.26
11 | 3 | 10:00 | 70.95 | 10:00 | 70.6
12 | 3 | 11:00 | 70.01 | 11:00 | 69.66
13 | 3 | 12:00 | 67.12 | 12:00 | 66.79
14 | 3 | 13:00 | 64.15 | 13:00 | 63.83
15 | 3 | 14:00 | 65.31 | 14:00 | 64.99
16 | 3 | 15:00 | 63.66 | 15:00 | 63.34
17 | 3 | 16:00 | 51.78 | 16:00 | 51.52
18 | 3 | 17:00 | 17.99 | 17:00 | 17.9
19 | 3 | 18:00 | 0 | 18:00 | 0
20 | 3 | 19:00 | 0 | 19:00 | 0
21 | 3 | 20:00 | 0 | 20:00 | 0
22 | 3 | 21:00 | 0 | 21:00 | 0
23 | 3 | 22:00 | 0 | 22:00 | 0
24 | 3 | 23:00 | 0 | 23:00 | 0
1 | 3 | 0:00 | 0 | 0:00 | 0
2 | 3 | 1:00 | 0 | 1:00 | 0
3 | 3 | 2:00 | 0 | 2:00 | 0
4 | 3 | 3:00 | 0 | 3:00 | 0
5 | 3 | 4:00 | 0 | 4:00 | 0
6 | 3 | 5:00 | 0 | 5:00 | 0
7 | 3 | 6:00 | 6.07 | 6:00 | 6.04
8 | 3 | 7:00 | 41.94 | 7:00 | 41.73
9 | 3 | 8:00 | 60.5 | 8:00 | 60.19
10 | 3 | 9:00 | 75.44 | 9:00 | 75.06
11 | 3 | 10:00 | 80.87 | 10:00 | 80.46
12 | 3 | 11:00 | 84.46 | 11:00 | 84.04
13 | 3 | 12:00 | 84.83 | 12:00 | 84.4
14 | 3 | 13:00 | 81.75 | 13:00 | 81.35
15 | 3 | 14:00 | 82.94 | 14:00 | 82.52
16 | 3 | 15:00 | 79.75 | 15:00 | 79.36
17 | 3 | 16:00 | 64.19 | 16:00 | 63.87
18 | 3 | 17:00 | 22.22 | 17:00 | 22.11
19 | 3 | 18:00 | 0 | 18:00 | 0
20 | 3 | 19:00 | 0 | 19:00 | 0
21 | 3 | 20:00 | 0 | 20:00 | 0
22 | 3 | 21:00 | 0 | 21:00 | 0
23 | 3 | 22:00 | 0 | 22:00 | 0
24 | 3 | 23:00 | 0 | 23:00 | 0
1 | 3 | 0:00 | 0 | 0:00 | 0
2 | 3 | 1:00 | 0 | 1:00 | 0
3 | 3 | 2:00 | 0 | 2:00 | 0
4 | 3 | 3:00 | 0 | 3:00 | 0
5 | 3 | 4:00 | 0 | 4:00 | 0
6 | 3 | 5:00 | 0 | 5:00 | 0
7 | 3 | 6:00 | 6.12 | 6:00 | 6.09
8 | 3 | 7:00 | 40.85 | 7:00 | 40.65
9 | 3 | 8:00 | 62.71 | 8:00 | 62.4
10 | 3 | 9:00 | 69.35 | 9:00 | 69.01
11 | 3 | 10:00 | 78.24 | 10:00 | 77.85
12 | 3 | 11:00 | 79.49 | 11:00 | 79.09
13 | 3 | 12:00 | 78.44 | 12:00 | 78.05
14 | 3 | 13:00 | 76.76 | 13:00 | 76.38
15 | 3 | 14:00 | 75.27 | 14:00 | 74.89
16 | 3 | 15:00 | 70.47 | 15:00 | 70.11
17 | 3 | 16:00 | 55.11 | 16:00 | 54.83
18 | 3 | 17:00 | 18.98 | 17:00 | 18.89
19 | 3 | 18:00 | 0 | 18:00 | 0
20 | 3 | 19:00 | 0 | 19:00 | 0
21 | 3 | 20:00 | 0 | 20:00 | 0
22 | 3 | 21:00 | 0 | 21:00 | 0
23 | 3 | 22:00 | 0 | 22:00 | 0
24 | 3 | 23:00 | 0 | 23:00 | 0
1 | 3 | 0:00 | 0 | 0:00 | 0
2 | 3 | 1:00 | 0 | 1:00 | 0
3 | 3 | 2:00 | 0 | 2:00 | 0
4 | 3 | 3:00 | 0 | 3:00 | 0
5 | 3 | 4:00 | 0 | 4:00 | 0
6 | 3 | 5:00 | 0 | 5:00 | 0
7 | 3 | 6:00 | 7.74 | 6:00 | 7.7
8 | 3 | 7:00 | 46.97 | 7:00 | 46.73
9 | 3 | 8:00 | 69.57 | 8:00 | 69.22
10 | 3 | 9:00 | 72.09 | 9:00 | 71.73
11 | 3 | 10:00 | 79 | 10:00 | 78.61
12 | 3 | 11:00 | 83.41 | 11:00 | 82.99
13 | 3 | 12:00 | 84.83 | 12:00 | 84.41
14 | 3 | 13:00 | 82.48 | 13:00 | 82.07
15 | 3 | 14:00 | 77.92 | 14:00 | 77.53
16 | 3 | 15:00 | 72.09 | 15:00 | 71.73
17 | 3 | 16:00 | 60.02 | 16:00 | 59.72
18 | 3 | 17:00 | 20.38 | 17:00 | 20.28
19 | 3 | 18:00 | 0 | 18:00 | 0
20 | 3 | 19:00 | 0 | 19:00 | 0
21 | 3 | 20:00 | 0 | 20:00 | 0
22 | 3 | 21:00 | 0 | 21:00 | 0
23 | 3 | 22:00 | 0 | 22:00 | 0
24 | 3 | 23:00 | 0 | 23:00 | 0
1 | 3 | 0:00 | 0 | 0:00 | 0
2 | 3 | 1:00 | 0 | 1:00 | 0
3 | 3 | 2:00 | 0 | 2:00 | 0
4 | 3 | 3:00 | 0 | 3:00 | 0
5 | 3 | 4:00 | 0 | 4:00 | 0
6 | 3 | 5:00 | 0 | 5:00 | 0
7 | 3 | 6:00 | 8.66 | 6:00 | 8.62
8 | 3 | 7:00 | 52.63 | 7:00 | 52.37
9 | 3 | 8:00 | 75.57 | 8:00 | 75.19
10 | 3 | 9:00 | 74.59 | 9:00 | 74.21
11 | 3 | 10:00 | 78.23 | 10:00 | 77.84
12 | 3 | 11:00 | 77.93 | 11:00 | 77.54
13 | 3 | 12:00 | 75.17 | 12:00 | 74.79
14 | 3 | 13:00 | 81.4 | 13:00 | 80.99
15 | 3 | 14:00 | 79.65 | 14:00 | 79.25
16 | 3 | 15:00 | 66.28 | 15:00 | 65.95
17 | 3 | 16:00 | 58.25 | 16:00 | 57.95
18 | 3 | 17:00 | 23.31 | 17:00 | 23.19
19 | 3 | 18:00 | 0 | 18:00 | 0
20 | 3 | 19:00 | 0 | 19:00 | 0
21 | 3 | 20:00 | 0 | 20:00 | 0
22 | 3 | 21:00 | 0 | 21:00 | 0
23 | 3 | 22:00 | 0 | 22:00 | 0
24 | 3 | 23:00 | 0 | 23:00 | 0
1 | 3 | 0:00 | 0 | 0:00 | 0
2 | 3 | 1:00 | 0 | 1:00 | 0
3 | 3 | 2:00 | 0 | 2:00 | 0
4 | 3 | 3:00 | 0 | 3:00 | 0
5 | 3 | 4:00 | 0 | 4:00 | 0
6 | 3 | 5:00 | 0 | 5:00 | 0
7 | 3 | 6:00 | 8.78 | 6:00 | 8.74
8 | 3 | 7:00 | 47.38 | 7:00 | 47.15
9 | 3 | 8:00 | 67.14 | 8:00 | 66.8
10 | 3 | 9:00 | 72.06 | 9:00 | 71.7
11 | 3 | 10:00 | 75.29 | 10:00 | 74.92
12 | 3 | 11:00 | 78.06 | 11:00 | 77.67
13 | 3 | 12:00 | 76.86 | 12:00 | 76.47
14 | 3 | 13:00 | 79.57 | 13:00 | 79.17
15 | 3 | 14:00 | 80.99 | 14:00 | 80.58
16 | 3 | 15:00 | 75.51 | 15:00 | 75.13
17 | 3 | 16:00 | 67.57 | 16:00 | 67.23
18 | 3 | 17:00 | 24.78 | 17:00 | 24.66
19 | 3 | 18:00 | 0 | 18:00 | 0
20 | 3 | 19:00 | 0 | 19:00 | 0
21 | 3 | 20:00 | 0 | 20:00 | 0
22 | 3 | 21:00 | 0 | 21:00 | 0
23 | 3 | 22:00 | 0 | 22:00 | 0
24 | 3 | 23:00 | 0 | 23:00 | 0
1 | 3 | 0:00 | 0 | 0:00 | 0
2 | 3 | 1:00 | 0 | 1:00 | 0
3 | 3 | 2:00 | 0 | 2:00 | 0
4 | 3 | 3:00 | 0 | 3:00 | 0
5 | 3 | 4:00 | 0 | 4:00 | 0
6 | 3 | 5:00 | 0 | 5:00 | 0
7 | 3 | 6:00 | 9.07 | 6:00 | 9.03
8 | 3 | 7:00 | 45.18 | 7:00 | 44.95
9 | 3 | 8:00 | 64.4 | 8:00 | 64.08
10 | 3 | 9:00 | 68.78 | 9:00 | 68.43
11 | 3 | 10:00 | 74.75 | 10:00 | 74.38
12 | 3 | 11:00 | 76.84 | 11:00 | 76.46
13 | 3 | 12:00 | 76.71 | 12:00 | 76.32
14 | 3 | 13:00 | 80.23 | 13:00 | 79.83
15 | 3 | 14:00 | 74.93 | 14:00 | 74.56
16 | 3 | 15:00 | 67.75 | 15:00 | 67.41
17 | 3 | 16:00 | 58.14 | 16:00 | 57.85
18 | 3 | 17:00 | 21.15 | 17:00 | 21.05
19 | 3 | 18:00 | 0 | 18:00 | 0
20 | 3 | 19:00 | 0 | 19:00 | 0
21 | 3 | 20:00 | 0 | 20:00 | 0
22 | 3 | 21:00 | 0 | 21:00 | 0
23 | 3 | 22:00 | 0 | 22:00 | 0
24 | 3 | 23:00 | 0 | 23:00 | 0
1 | 3 | 0:00 | 0 | 0:00 | 0
2 | 3 | 1:00 | 0 | 1:00 | 0
3 | 3 | 2:00 | 0 | 2:00 | 0
4 | 3 | 3:00 | 0 | 3:00 | 0
5 | 3 | 4:00 | 0 | 4:00 | 0
6 | 3 | 5:00 | 0 | 5:00 | 0
7 | 3 | 6:00 | 8.02 | 6:00 | 7.98
8 | 3 | 7:00 | 35.45 | 7:00 | 35.28
9 | 3 | 8:00 | 51.43 | 8:00 | 51.17
10 | 3 | 9:00 | 56.95 | 9:00 | 56.66
11 | 3 | 10:00 | 64.31 | 10:00 | 63.99
12 | 3 | 11:00 | 64.85 | 11:00 | 64.53
13 | 3 | 12:00 | 64.14 | 12:00 | 63.82
14 | 3 | 13:00 | 62.39 | 13:00 | 62.08
15 | 3 | 14:00 | 59.83 | 14:00 | 59.53
16 | 3 | 15:00 | 55.95 | 15:00 | 55.67
17 | 3 | 16:00 | 46.72 | 16:00 | 46.49
18 | 3 | 17:00 | 20.33 | 17:00 | 20.23
19 | 3 | 18:00 | 0 | 18:00 | 0
20 | 3 | 19:00 | 0 | 19:00 | 0
21 | 3 | 20:00 | 0 | 20:00 | 0
22 | 3 | 21:00 | 0 | 21:00 | 0
23 | 3 | 22:00 | 0 | 22:00 | 0
24 | 3 | 23:00 | 0 | 23:00 | 0
1 | 3 | 0:00 | 0 | 0:00 | 0
2 | 3 | 1:00 | 0 | 1:00 | 0
3 | 3 | 2:00 | 0 | 2:00 | 0
4 | 3 | 3:00 | 0 | 3:00 | 0
5 | 3 | 4:00 | 0 | 4:00 | 0
6 | 3 | 5:00 | 0 | 5:00 | 0
7 | 3 | 6:00 | 9.75 | 6:00 | 9.7
8 | 3 | 7:00 | 45 | 7:00 | 44.78
9 | 3 | 8:00 | 61.04 | 8:00 | 60.74
10 | 3 | 9:00 | 65.45 | 9:00 | 65.12
11 | 3 | 10:00 | 69.27 | 10:00 | 68.92
12 | 3 | 11:00 | 74.14 | 11:00 | 73.77
13 | 3 | 12:00 | 76.34 | 12:00 | 75.96
14 | 3 | 13:00 | 69.9 | 13:00 | 69.55
15 | 3 | 14:00 | 70.08 | 14:00 | 69.73
16 | 3 | 15:00 | 63.75 | 15:00 | 63.43
17 | 3 | 16:00 | 54.23 | 16:00 | 53.96
18 | 3 | 17:00 | 23.22 | 17:00 | 23.11
19 | 3 | 18:00 | 0.07 | 18:00 | 0.07
20 | 3 | 19:00 | 0 | 19:00 | 0
21 | 3 | 20:00 | 0 | 20:00 | 0
22 | 3 | 21:00 | 0 | 21:00 | 0
23 | 3 | 22:00 | 0 | 22:00 | 0
24 | 3 | 23:00 | 0 | 23:00 | 0
1 | 3 | 0:00 | 0 | 0:00 | 0
2 | 3 | 1:00 | 0 | 1:00 | 0
3 | 3 | 2:00 | 0 | 2:00 | 0
4 | 3 | 3:00 | 0 | 3:00 | 0
5 | 3 | 4:00 | 0 | 4:00 | 0
6 | 3 | 5:00 | 0 | 5:00 | 0
7 | 3 | 6:00 | 9.61 | 6:00 | 9.56
8 | 3 | 7:00 | 37.66 | 7:00 | 37.47
9 | 3 | 8:00 | 52.35 | 8:00 | 52.09
10 | 3 | 9:00 | 61.08 | 9:00 | 60.77
11 | 3 | 10:00 | 62.91 | 10:00 | 62.59
12 | 3 | 11:00 | 65.36 | 11:00 | 65.04
13 | 3 | 12:00 | 62.07 | 12:00 | 61.76
14 | 3 | 13:00 | 61.74 | 13:00 | 61.43
15 | 3 | 14:00 | 59.61 | 14:00 | 59.31
16 | 3 | 15:00 | 54.3 | 15:00 | 54.03
17 | 3 | 16:00 | 44.55 | 16:00 | 44.33
18 | 3 | 17:00 | 16.46 | 17:00 | 16.38
19 | 3 | 18:00 | 0.15 | 18:00 | 0.15
20 | 3 | 19:00 | 0 | 19:00 | 0
21 | 3 | 20:00 | 0 | 20:00 | 0
22 | 3 | 21:00 | 0 | 21:00 | 0
23 | 3 | 22:00 | 0 | 22:00 | 0
24 | 3 | 23:00 | 0 | 23:00 | 0
1 | 3 | 0:00 | 0 | 0:00 | 0
2 | 3 | 1:00 | 0 | 1:00 | 0
3 | 3 | 2:00 | 0 | 2:00 | 0
4 | 3 | 3:00 | 0 | 3:00 | 0
5 | 3 | 4:00 | 0 | 4:00 | 0
6 | 3 | 5:00 | 0 | 5:00 | 0
7 | 3 | 6:00 | 10.21 | 6:00 | 10.16
8 | 3 | 7:00 | 41.9 | 7:00 | 41.69
9 | 3 | 8:00 | 54.57 | 8:00 | 54.29
10 | 3 | 9:00 | 59.51 | 9:00 | 59.21
11 | 3 | 10:00 | 68.81 | 10:00 | 68.47
12 | 3 | 11:00 | 75.34 | 11:00 | 74.96
13 | 3 | 12:00 | 76.02 | 12:00 | 75.63
14 | 3 | 13:00 | 74.3 | 13:00 | 73.93
15 | 3 | 14:00 | 68.11 | 14:00 | 67.77
16 | 3 | 15:00 | 61.77 | 15:00 | 61.46
17 | 3 | 16:00 | 53.25 | 16:00 | 52.98
18 | 3 | 17:00 | 21.64 | 17:00 | 21.53
19 | 3 | 18:00 | 0.2 | 18:00 | 0.2
20 | 3 | 19:00 | 0 | 19:00 | 0
21 | 3 | 20:00 | 0 | 20:00 | 0
22 | 3 | 21:00 | 0 | 21:00 | 0
23 | 3 | 22:00 | 0 | 22:00 | 0
24 | 3 | 23:00 | 0 | 23:00 | 0
1 | 3 | 0:00 | 0 | 0:00 | 0
2 | 3 | 1:00 | 0 | 1:00 | 0
3 | 3 | 2:00 | 0 | 2:00 | 0
4 | 3 | 3:00 | 0 | 3:00 | 0
5 | 3 | 4:00 | 0 | 4:00 | 0
6 | 3 | 5:00 | 0 | 5:00 | 0
7 | 3 | 6:00 | 13.11 | 6:00 | 13.04
8 | 3 | 7:00 | 51.36 | 7:00 | 51.11
9 | 3 | 8:00 | 73.22 | 8:00 | 72.86
10 | 3 | 9:00 | 76.45 | 9:00 | 76.07
11 | 3 | 10:00 | 79.63 | 10:00 | 79.23
12 | 3 | 11:00 | 82.85 | 11:00 | 82.44
13 | 3 | 12:00 | 83.92 | 12:00 | 83.5
14 | 3 | 13:00 | 84.18 | 13:00 | 83.76
15 | 3 | 14:00 | 80.9 | 14:00 | 80.5
16 | 3 | 15:00 | 75.03 | 15:00 | 74.65
17 | 3 | 16:00 | 62.26 | 16:00 | 61.95
18 | 3 | 17:00 | 25.99 | 17:00 | 25.86
19 | 3 | 18:00 | 0.3 | 18:00 | 0.29
20 | 3 | 19:00 | 0 | 19:00 | 0
21 | 3 | 20:00 | 0 | 20:00 | 0
22 | 3 | 21:00 | 0 | 21:00 | 0
23 | 3 | 22:00 | 0 | 22:00 | 0
24 | 3 | 23:00 | 0 | 23:00 | 0
1 | 3 | 0:00 | 0 | 0:00 | 0
2 | 3 | 1:00 | 0 | 1:00 | 0
3 | 3 | 2:00 | 0 | 2:00 | 0
4 | 3 | 3:00 | 0 | 3:00 | 0
5 | 3 | 4:00 | 0 | 4:00 | 0
6 | 3 | 5:00 | 0 | 5:00 | 0
7 | 3 | 6:00 | 11.2 | 6:00 | 11.15
8 | 3 | 7:00 | 37.25 | 7:00 | 37.06
9 | 3 | 8:00 | 45.85 | 8:00 | 45.62
10 | 3 | 9:00 | 53.26 | 9:00 | 53
11 | 3 | 10:00 | 62.49 | 10:00 | 62.18
12 | 3 | 11:00 | 70 | 11:00 | 69.65
13 | 3 | 12:00 | 68.52 | 12:00 | 68.18
14 | 3 | 13:00 | 68.43 | 13:00 | 68.09
15 | 3 | 14:00 | 71.87 | 14:00 | 71.51
16 | 3 | 15:00 | 65.61 | 15:00 | 65.28
17 | 3 | 16:00 | 51.44 | 16:00 | 51.18
18 | 3 | 17:00 | 20.06 | 17:00 | 19.96
19 | 3 | 18:00 | 0.35 | 18:00 | 0.35
20 | 3 | 19:00 | 0 | 19:00 | 0
21 | 3 | 20:00 | 0 | 20:00 | 0
22 | 3 | 21:00 | 0 | 21:00 | 0
23 | 3 | 22:00 | 0 | 22:00 | 0
24 | 3 | 23:00 | 0 | 23:00 | 0
1 | 4 | 0:00 | 0 | 0:00 | 0
2 | 4 | 1:00 | 0 | 1:00 | 0
3 | 4 | 2:00 | 0 | 2:00 | 0
4 | 4 | 3:00 | 0 | 3:00 | 0
5 | 4 | 4:00 | 0 | 4:00 | 0
6 | 4 | 5:00 | 0 | 5:00 | 0
7 | 4 | 6:00 | 11.21 | 6:00 | 11.15
8 | 4 | 7:00 | 42.64 | 7:00 | 42.43
9 | 4 | 8:00 | 59.96 | 8:00 | 59.66
10 | 4 | 9:00 | 67.3 | 9:00 | 66.97
11 | 4 | 10:00 | 71.76 | 10:00 | 71.4
12 | 4 | 11:00 | 70.36 | 11:00 | 70.01
13 | 4 | 12:00 | 67.65 | 12:00 | 67.31
14 | 4 | 13:00 | 68.9 | 13:00 | 68.56
15 | 4 | 14:00 | 69.91 | 14:00 | 69.56
16 | 4 | 15:00 | 64.1 | 15:00 | 63.78
17 | 4 | 16:00 | 56.88 | 16:00 | 56.6
18 | 4 | 17:00 | 20.57 | 17:00 | 20.47
19 | 4 | 18:00 | 0.44 | 18:00 | 0.43
20 | 4 | 19:00 | 0 | 19:00 | 0
21 | 4 | 20:00 | 0 | 20:00 | 0
22 | 4 | 21:00 | 0 | 21:00 | 0
23 | 4 | 22:00 | 0 | 22:00 | 0
24 | 4 | 23:00 | 0 | 23:00 | 0
1 | 4 | 0:00 | 0 | 0:00 | 0
2 | 4 | 1:00 | 0 | 1:00 | 0
3 | 4 | 2:00 | 0 | 2:00 | 0
4 | 4 | 3:00 | 0 | 3:00 | 0
5 | 4 | 4:00 | 0 | 4:00 | 0
6 | 4 | 5:00 | 0 | 5:00 | 0
7 | 4 | 6:00 | 13.73 | 6:00 | 13.66
8 | 4 | 7:00 | 48.21 | 7:00 | 47.97
9 | 4 | 8:00 | 61.72 | 8:00 | 61.42
10 | 4 | 9:00 | 67.93 | 9:00 | 67.59
11 | 4 | 10:00 | 69.08 | 10:00 | 68.73
12 | 4 | 11:00 | 72.11 | 11:00 | 71.75
13 | 4 | 12:00 | 74.43 | 12:00 | 74.06
14 | 4 | 13:00 | 75.3 | 13:00 | 74.92
15 | 4 | 14:00 | 71.66 | 14:00 | 71.3
16 | 4 | 15:00 | 73.82 | 15:00 | 73.45
17 | 4 | 16:00 | 66.9 | 16:00 | 66.56
18 | 4 | 17:00 | 26.56 | 17:00 | 26.43
19 | 4 | 18:00 | 0.65 | 18:00 | 0.65
20 | 4 | 19:00 | 0 | 19:00 | 0
21 | 4 | 20:00 | 0 | 20:00 | 0
22 | 4 | 21:00 | 0 | 21:00 | 0
23 | 4 | 22:00 | 0 | 22:00 | 0
24 | 4 | 23:00 | 0 | 23:00 | 0
1 | 4 | 0:00 | 0 | 0:00 | 0
2 | 4 | 1:00 | 0 | 1:00 | 0
3 | 4 | 2:00 | 0 | 2:00 | 0
4 | 4 | 3:00 | 0 | 3:00 | 0
5 | 4 | 4:00 | 0 | 4:00 | 0
6 | 4 | 5:00 | 0 | 5:00 | 0
7 | 4 | 6:00 | 16.54 | 6:00 | 16.46
8 | 4 | 7:00 | 53.3 | 7:00 | 53.03
9 | 4 | 8:00 | 68.4 | 8:00 | 68.06
10 | 4 | 9:00 | 75.32 | 9:00 | 74.95
11 | 4 | 10:00 | 78.57 | 10:00 | 78.17
12 | 4 | 11:00 | 81.26 | 11:00 | 80.86
13 | 4 | 12:00 | 83.01 | 12:00 | 82.6
14 | 4 | 13:00 | 81.55 | 13:00 | 81.14
15 | 4 | 14:00 | 81 | 14:00 | 80.6
16 | 4 | 15:00 | 73.51 | 15:00 | 73.14
17 | 4 | 16:00 | 64.71 | 16:00 | 64.39
18 | 4 | 17:00 | 26.45 | 17:00 | 26.32
19 | 4 | 18:00 | 0.73 | 18:00 | 0.73
20 | 4 | 19:00 | 0 | 19:00 | 0
21 | 4 | 20:00 | 0 | 20:00 | 0
22 | 4 | 21:00 | 0 | 21:00 | 0
23 | 4 | 22:00 | 0 | 22:00 | 0
24 | 4 | 23:00 | 0 | 23:00 | 0
1 | 4 | 0:00 | 0 | 0:00 | 0
2 | 4 | 1:00 | 0 | 1:00 | 0
3 | 4 | 2:00 | 0 | 2:00 | 0
4 | 4 | 3:00 | 0 | 3:00 | 0
5 | 4 | 4:00 | 0 | 4:00 | 0
6 | 4 | 5:00 | 0 | 5:00 | 0
7 | 4 | 6:00 | 14.11 | 6:00 | 14.04
8 | 4 | 7:00 | 47.14 | 7:00 | 46.91
9 | 4 | 8:00 | 57.97 | 8:00 | 57.68
10 | 4 | 9:00 | 69.71 | 9:00 | 69.36
11 | 4 | 10:00 | 72.36 | 10:00 | 72
12 | 4 | 11:00 | 73.53 | 11:00 | 73.16
13 | 4 | 12:00 | 74.33 | 12:00 | 73.96
14 | 4 | 13:00 | 76.88 | 13:00 | 76.49
15 | 4 | 14:00 | 71.1 | 14:00 | 70.75
16 | 4 | 15:00 | 68.7 | 15:00 | 68.35
17 | 4 | 16:00 | 63.07 | 16:00 | 62.75
18 | 4 | 17:00 | 27.88 | 17:00 | 27.74
19 | 4 | 18:00 | 0.9 | 18:00 | 0.89
20 | 4 | 19:00 | 0 | 19:00 | 0
21 | 4 | 20:00 | 0 | 20:00 | 0
22 | 4 | 21:00 | 0 | 21:00 | 0
23 | 4 | 22:00 | 0 | 22:00 | 0
24 | 4 | 23:00 | 0 | 23:00 | 0
1 | 4 | 0:00 | 0 | 0:00 | 0
2 | 4 | 1:00 | 0 | 1:00 | 0
3 | 4 | 2:00 | 0 | 2:00 | 0
4 | 4 | 3:00 | 0 | 3:00 | 0
5 | 4 | 4:00 | 0 | 4:00 | 0
6 | 4 | 5:00 | 0 | 5:00 | 0
7 | 4 | 6:00 | 12.7 | 6:00 | 12.63
8 | 4 | 7:00 | 40.06 | 7:00 | 39.86
9 | 4 | 8:00 | 51.24 | 8:00 | 50.99
10 | 4 | 9:00 | 58.49 | 9:00 | 58.2
11 | 4 | 10:00 | 66.17 | 10:00 | 65.84
12 | 4 | 11:00 | 67.72 | 11:00 | 67.38
13 | 4 | 12:00 | 71.45 | 12:00 | 71.09
14 | 4 | 13:00 | 73.22 | 13:00 | 72.85
15 | 4 | 14:00 | 69.77 | 14:00 | 69.42
16 | 4 | 15:00 | 71.11 | 15:00 | 70.76
17 | 4 | 16:00 | 64.41 | 16:00 | 64.08
18 | 4 | 17:00 | 26 | 17:00 | 25.87
19 | 4 | 18:00 | 0.8 | 18:00 | 0.8
20 | 4 | 19:00 | 0 | 19:00 | 0
21 | 4 | 20:00 | 0 | 20:00 | 0
22 | 4 | 21:00 | 0 | 21:00 | 0
23 | 4 | 22:00 | 0 | 22:00 | 0
24 | 4 | 23:00 | 0 | 23:00 | 0
1 | 4 | 0:00 | 0 | 0:00 | 0
2 | 4 | 1:00 | 0 | 1:00 | 0
3 | 4 | 2:00 | 0 | 2:00 | 0
4 | 4 | 3:00 | 0 | 3:00 | 0
5 | 4 | 4:00 | 0 | 4:00 | 0
6 | 4 | 5:00 | 0 | 5:00 | 0
7 | 4 | 6:00 | 16.32 | 6:00 | 16.23
8 | 4 | 7:00 | 48.1 | 7:00 | 47.86
9 | 4 | 8:00 | 59.82 | 8:00 | 59.52
10 | 4 | 9:00 | 70.54 | 9:00 | 70.18
11 | 4 | 10:00 | 74.67 | 10:00 | 74.29
12 | 4 | 11:00 | 75.51 | 11:00 | 75.13
13 | 4 | 12:00 | 74.08 | 12:00 | 73.71
14 | 4 | 13:00 | 72.26 | 13:00 | 71.9
15 | 4 | 14:00 | 73.06 | 14:00 | 72.69
16 | 4 | 15:00 | 69.31 | 15:00 | 68.97
17 | 4 | 16:00 | 61.84 | 16:00 | 61.53
18 | 4 | 17:00 | 24.89 | 17:00 | 24.77
19 | 4 | 18:00 | 0.92 | 18:00 | 0.91
20 | 4 | 19:00 | 0 | 19:00 | 0
21 | 4 | 20:00 | 0 | 20:00 | 0
22 | 4 | 21:00 | 0 | 21:00 | 0
23 | 4 | 22:00 | 0 | 22:00 | 0
24 | 4 | 23:00 | 0 | 23:00 | 0
1 | 4 | 0:00 | 0 | 0:00 | 0
2 | 4 | 1:00 | 0 | 1:00 | 0
3 | 4 | 2:00 | 0 | 2:00 | 0
4 | 4 | 3:00 | 0 | 3:00 | 0
5 | 4 | 4:00 | 0 | 4:00 | 0
6 | 4 | 5:00 | 0 | 5:00 | 0
7 | 4 | 6:00 | 18.4 | 6:00 | 18.31
8 | 4 | 7:00 | 56.12 | 7:00 | 55.84
9 | 4 | 8:00 | 68.23 | 8:00 | 67.89
10 | 4 | 9:00 | 73.36 | 9:00 | 72.99
11 | 4 | 10:00 | 77.43 | 10:00 | 77.04
12 | 4 | 11:00 | 79.95 | 11:00 | 79.55
13 | 4 | 12:00 | 85.72 | 12:00 | 85.29
14 | 4 | 13:00 | 85.98 | 13:00 | 85.55
15 | 4 | 14:00 | 85.3 | 14:00 | 84.87
16 | 4 | 15:00 | 80.69 | 15:00 | 80.29
17 | 4 | 16:00 | 72.44 | 16:00 | 72.08
18 | 4 | 17:00 | 30.62 | 17:00 | 30.47
19 | 4 | 18:00 | 1.42 | 18:00 | 1.41
20 | 4 | 19:00 | 0 | 19:00 | 0
21 | 4 | 20:00 | 0 | 20:00 | 0
22 | 4 | 21:00 | 0 | 21:00 | 0
23 | 4 | 22:00 | 0 | 22:00 | 0
24 | 4 | 23:00 | 0 | 23:00 | 0
1 | 4 | 0:00 | 0 | 0:00 | 0
2 | 4 | 1:00 | 0 | 1:00 | 0
3 | 4 | 2:00 | 0 | 2:00 | 0
4 | 4 | 3:00 | 0 | 3:00 | 0
5 | 4 | 4:00 | 0 | 4:00 | 0
6 | 4 | 5:00 | 0 | 5:00 | 0
7 | 4 | 6:00 | 17.63 | 6:00 | 17.55
8 | 4 | 7:00 | 48.19 | 7:00 | 47.95
9 | 4 | 8:00 | 58.46 | 8:00 | 58.17
10 | 4 | 9:00 | 66.68 | 9:00 | 66.34
11 | 4 | 10:00 | 70.2 | 10:00 | 69.84
12 | 4 | 11:00 | 76.24 | 11:00 | 75.86
13 | 4 | 12:00 | 72.08 | 12:00 | 71.72
14 | 4 | 13:00 | 72.97 | 13:00 | 72.61
15 | 4 | 14:00 | 72.78 | 14:00 | 72.42
16 | 4 | 15:00 | 66.83 | 15:00 | 66.49
17 | 4 | 16:00 | 57.16 | 16:00 | 56.87
18 | 4 | 17:00 | 24.75 | 17:00 | 24.63
19 | 4 | 18:00 | 1.44 | 18:00 | 1.43
20 | 4 | 19:00 | 0 | 19:00 | 0
21 | 4 | 20:00 | 0 | 20:00 | 0
22 | 4 | 21:00 | 0 | 21:00 | 0
23 | 4 | 22:00 | 0 | 22:00 | 0
24 | 4 | 23:00 | 0 | 23:00 | 0
1 | 4 | 0:00 | 0 | 0:00 | 0
2 | 4 | 1:00 | 0 | 1:00 | 0
3 | 4 | 2:00 | 0 | 2:00 | 0
4 | 4 | 3:00 | 0 | 3:00 | 0
5 | 4 | 4:00 | 0 | 4:00 | 0
6 | 4 | 5:00 | 0 | 5:00 | 0
7 | 4 | 6:00 | 18.2 | 6:00 | 18.11
8 | 4 | 7:00 | 51.76 | 7:00 | 51.5
9 | 4 | 8:00 | 61.09 | 8:00 | 60.79
10 | 4 | 9:00 | 66.68 | 9:00 | 66.35
11 | 4 | 10:00 | 72.87 | 10:00 | 72.51
12 | 4 | 11:00 | 76.47 | 11:00 | 76.09
13 | 4 | 12:00 | 72.87 | 12:00 | 72.5
14 | 4 | 13:00 | 75.09 | 13:00 | 74.71
15 | 4 | 14:00 | 72.9 | 14:00 | 72.53
16 | 4 | 15:00 | 77.15 | 15:00 | 76.76
17 | 4 | 16:00 | 67.51 | 16:00 | 67.17
18 | 4 | 17:00 | 30.26 | 17:00 | 30.11
19 | 4 | 18:00 | 1.96 | 18:00 | 1.95
20 | 4 | 19:00 | 0 | 19:00 | 0
21 | 4 | 20:00 | 0 | 20:00 | 0
22 | 4 | 21:00 | 0 | 21:00 | 0
23 | 4 | 22:00 | 0 | 22:00 | 0
24 | 4 | 23:00 | 0 | 23:00 | 0
1 | 4 | 0:00 | 0 | 0:00 | 0
2 | 4 | 1:00 | 0 | 1:00 | 0
3 | 4 | 2:00 | 0 | 2:00 | 0
4 | 4 | 3:00 | 0 | 3:00 | 0
5 | 4 | 4:00 | 0 | 4:00 | 0
6 | 4 | 5:00 | 0 | 5:00 | 0
7 | 4 | 6:00 | 24.6 | 6:00 | 24.48
8 | 4 | 7:00 | 67.64 | 7:00 | 67.3
9 | 4 | 8:00 | 74.74 | 8:00 | 74.37
10 | 4 | 9:00 | 79.44 | 9:00 | 79.05
11 | 4 | 10:00 | 80.56 | 10:00 | 80.16
12 | 4 | 11:00 | 80.79 | 11:00 | 80.38
13 | 4 | 12:00 | 82.12 | 12:00 | 81.71
14 | 4 | 13:00 | 81.72 | 13:00 | 81.31
15 | 4 | 14:00 | 80.04 | 14:00 | 79.64
16 | 4 | 15:00 | 70.9 | 15:00 | 70.55
17 | 4 | 16:00 | 62.5 | 16:00 | 62.19
18 | 4 | 17:00 | 30.3 | 17:00 | 30.15
19 | 4 | 18:00 | 1.79 | 18:00 | 1.78
20 | 4 | 19:00 | 0 | 19:00 | 0
21 | 4 | 20:00 | 0 | 20:00 | 0
22 | 4 | 21:00 | 0 | 21:00 | 0
23 | 4 | 22:00 | 0 | 22:00 | 0
24 | 4 | 23:00 | 0 | 23:00 | 0
1 | 4 | 0:00 | 0 | 0:00 | 0
2 | 4 | 1:00 | 0 | 1:00 | 0
3 | 4 | 2:00 | 0 | 2:00 | 0
4 | 4 | 3:00 | 0 | 3:00 | 0
5 | 4 | 4:00 | 0 | 4:00 | 0
6 | 4 | 5:00 | 0 | 5:00 | 0
7 | 4 | 6:00 | 18.84 | 6:00 | 18.74
8 | 4 | 7:00 | 47.92 | 7:00 | 47.68
9 | 4 | 8:00 | 57.4 | 8:00 | 57.12
10 | 4 | 9:00 | 66.8 | 9:00 | 66.47
11 | 4 | 10:00 | 71.34 | 10:00 | 70.98
12 | 4 | 11:00 | 62.67 | 11:00 | 62.35
13 | 4 | 12:00 | 60.76 | 12:00 | 60.46
14 | 4 | 13:00 | 62.15 | 13:00 | 61.84
15 | 4 | 14:00 | 58.22 | 14:00 | 57.93
16 | 4 | 15:00 | 60.37 | 15:00 | 60.07
17 | 4 | 16:00 | 55.63 | 16:00 | 55.35
18 | 4 | 17:00 | 27.83 | 17:00 | 27.69
19 | 4 | 18:00 | 1.83 | 18:00 | 1.82
20 | 4 | 19:00 | 0 | 19:00 | 0
21 | 4 | 20:00 | 0 | 20:00 | 0
22 | 4 | 21:00 | 0 | 21:00 | 0
23 | 4 | 22:00 | 0 | 22:00 | 0
24 | 4 | 23:00 | 0 | 23:00 | 0
1 | 4 | 0:00 | 0 | 0:00 | 0
2 | 4 | 1:00 | 0 | 1:00 | 0
3 | 4 | 2:00 | 0 | 2:00 | 0
4 | 4 | 3:00 | 0 | 3:00 | 0
5 | 4 | 4:00 | 0 | 4:00 | 0
6 | 4 | 5:00 | 0 | 5:00 | 0
7 | 4 | 6:00 | 17.62 | 6:00 | 17.53
8 | 4 | 7:00 | 48.12 | 7:00 | 47.88
9 | 4 | 8:00 | 62.52 | 8:00 | 62.21
10 | 4 | 9:00 | 69.08 | 9:00 | 68.73
11 | 4 | 10:00 | 70.61 | 10:00 | 70.26
12 | 4 | 11:00 | 71.85 | 11:00 | 71.49
13 | 4 | 12:00 | 69.91 | 12:00 | 69.56
14 | 4 | 13:00 | 69.61 | 13:00 | 69.26
15 | 4 | 14:00 | 69.14 | 14:00 | 68.79
16 | 4 | 15:00 | 58.96 | 15:00 | 58.66
17 | 4 | 16:00 | 49.75 | 16:00 | 49.5
18 | 4 | 17:00 | 25.74 | 17:00 | 25.61
19 | 4 | 18:00 | 1.94 | 18:00 | 1.93
20 | 4 | 19:00 | 0 | 19:00 | 0
21 | 4 | 20:00 | 0 | 20:00 | 0
22 | 4 | 21:00 | 0 | 21:00 | 0
23 | 4 | 22:00 | 0 | 22:00 | 0
24 | 4 | 23:00 | 0 | 23:00 | 0
1 | 4 | 0:00 | 0 | 0:00 | 0
2 | 4 | 1:00 | 0 | 1:00 | 0
3 | 4 | 2:00 | 0 | 2:00 | 0
4 | 4 | 3:00 | 0 | 3:00 | 0
5 | 4 | 4:00 | 0 | 4:00 | 0
6 | 4 | 5:00 | 0 | 5:00 | 0
7 | 4 | 6:00 | 23.16 | 6:00 | 23.04
8 | 4 | 7:00 | 51.85 | 7:00 | 51.59
9 | 4 | 8:00 | 63.99 | 8:00 | 63.67
10 | 4 | 9:00 | 73.15 | 9:00 | 72.79
11 | 4 | 10:00 | 75.91 | 10:00 | 75.53
12 | 4 | 11:00 | 75.79 | 11:00 | 75.41
13 | 4 | 12:00 | 75.57 | 12:00 | 75.19
14 | 4 | 13:00 | 81.91 | 13:00 | 81.5
15 | 4 | 14:00 | 85.58 | 14:00 | 85.15
16 | 4 | 15:00 | 77.98 | 15:00 | 77.59
17 | 4 | 16:00 | 65.62 | 16:00 | 65.29
18 | 4 | 17:00 | 33.31 | 17:00 | 33.15
19 | 4 | 18:00 | 2.83 | 18:00 | 2.82
20 | 4 | 19:00 | 0 | 19:00 | 0
21 | 4 | 20:00 | 0 | 20:00 | 0
22 | 4 | 21:00 | 0 | 21:00 | 0
23 | 4 | 22:00 | 0 | 22:00 | 0
24 | 4 | 23:00 | 0 | 23:00 | 0
1 | 4 | 0:00 | 0 | 0:00 | 0
2 | 4 | 1:00 | 0 | 1:00 | 0
3 | 4 | 2:00 | 0 | 2:00 | 0
4 | 4 | 3:00 | 0 | 3:00 | 0
5 | 4 | 4:00 | 0 | 4:00 | 0
6 | 4 | 5:00 | 0.04 | 5:00 | 0.04
7 | 4 | 6:00 | 23.82 | 6:00 | 23.7
8 | 4 | 7:00 | 59.63 | 7:00 | 59.33
9 | 4 | 8:00 | 64.52 | 8:00 | 64.2
10 | 4 | 9:00 | 70.65 | 9:00 | 70.29
11 | 4 | 10:00 | 81.55 | 10:00 | 81.14
12 | 4 | 11:00 | 85.44 | 11:00 | 85.01
13 | 4 | 12:00 | 89.25 | 12:00 | 88.8
14 | 4 | 13:00 | 89.1 | 13:00 | 88.66
15 | 4 | 14:00 | 84.34 | 14:00 | 83.92
16 | 4 | 15:00 | 78.37 | 15:00 | 77.98
17 | 4 | 16:00 | 72.9 | 16:00 | 72.54
18 | 4 | 17:00 | 34.27 | 17:00 | 34.1
19 | 4 | 18:00 | 2.98 | 18:00 | 2.96
20 | 4 | 19:00 | 0 | 19:00 | 0
21 | 4 | 20:00 | 0 | 20:00 | 0
22 | 4 | 21:00 | 0 | 21:00 | 0
23 | 4 | 22:00 | 0 | 22:00 | 0
24 | 4 | 23:00 | 0 | 23:00 | 0
1 | 4 | 0:00 | 0 | 0:00 | 0
2 | 4 | 1:00 | 0 | 1:00 | 0
3 | 4 | 2:00 | 0 | 2:00 | 0
4 | 4 | 3:00 | 0 | 3:00 | 0
5 | 4 | 4:00 | 0 | 4:00 | 0
6 | 4 | 5:00 | 0.17 | 5:00 | 0.17
7 | 4 | 6:00 | 27.53 | 6:00 | 27.39
8 | 4 | 7:00 | 68.88 | 7:00 | 68.54
9 | 4 | 8:00 | 74.13 | 8:00 | 73.76
10 | 4 | 9:00 | 79.28 | 9:00 | 78.88
11 | 4 | 10:00 | 86.89 | 10:00 | 86.46
12 | 4 | 11:00 | 88.31 | 11:00 | 87.87
13 | 4 | 12:00 | 83.4 | 12:00 | 82.98
14 | 4 | 13:00 | 84.22 | 13:00 | 83.8
15 | 4 | 14:00 | 83.04 | 14:00 | 82.63
16 | 4 | 15:00 | 76.21 | 15:00 | 75.83
17 | 4 | 16:00 | 65.55 | 16:00 | 65.22
18 | 4 | 17:00 | 32.98 | 17:00 | 32.81
19 | 4 | 18:00 | 2.9 | 18:00 | 2.89
20 | 4 | 19:00 | 0 | 19:00 | 0
21 | 4 | 20:00 | 0 | 20:00 | 0
22 | 4 | 21:00 | 0 | 21:00 | 0
23 | 4 | 22:00 | 0 | 22:00 | 0
24 | 4 | 23:00 | 0 | 23:00 | 0
1 | 4 | 0:00 | 0 | 0:00 | 0
2 | 4 | 1:00 | 0 | 1:00 | 0
3 | 4 | 2:00 | 0 | 2:00 | 0
4 | 4 | 3:00 | 0 | 3:00 | 0
5 | 4 | 4:00 | 0 | 4:00 | 0
6 | 4 | 5:00 | 0.35 | 5:00 | 0.35
7 | 4 | 6:00 | 24.26 | 6:00 | 24.14
8 | 4 | 7:00 | 60.84 | 7:00 | 60.54
9 | 4 | 8:00 | 65.79 | 8:00 | 65.46
10 | 4 | 9:00 | 76.46 | 9:00 | 76.08
11 | 4 | 10:00 | 79.65 | 10:00 | 79.25
12 | 4 | 11:00 | 81.42 | 11:00 | 81.01
13 | 4 | 12:00 | 80.84 | 12:00 | 80.44
14 | 4 | 13:00 | 77.07 | 13:00 | 76.68
15 | 4 | 14:00 | 74.59 | 14:00 | 74.21
16 | 4 | 15:00 | 68.49 | 15:00 | 68.15
17 | 4 | 16:00 | 60.85 | 16:00 | 60.55
18 | 4 | 17:00 | 25.78 | 17:00 | 25.65
19 | 4 | 18:00 | 2.38 | 18:00 | 2.37
20 | 4 | 19:00 | 0 | 19:00 | 0
21 | 4 | 20:00 | 0 | 20:00 | 0
22 | 4 | 21:00 | 0 | 21:00 | 0
23 | 4 | 22:00 | 0 | 22:00 | 0
24 | 4 | 23:00 | 0 | 23:00 | 0
1 | 4 | 0:00 | 0 | 0:00 | 0
2 | 4 | 1:00 | 0 | 1:00 | 0
3 | 4 | 2:00 | 0 | 2:00 | 0
4 | 4 | 3:00 | 0 | 3:00 | 0
5 | 4 | 4:00 | 0 | 4:00 | 0
6 | 4 | 5:00 | 0.31 | 5:00 | 0.31
7 | 4 | 6:00 | 19.21 | 6:00 | 19.11
8 | 4 | 7:00 | 50.07 | 7:00 | 49.82
9 | 4 | 8:00 | 57.3 | 8:00 | 57.01
10 | 4 | 9:00 | 67.52 | 9:00 | 67.18
11 | 4 | 10:00 | 78.24 | 10:00 | 77.85
12 | 4 | 11:00 | 82.34 | 11:00 | 81.93
13 | 4 | 12:00 | 83.28 | 12:00 | 82.87
14 | 4 | 13:00 | 81.31 | 13:00 | 80.91
15 | 4 | 14:00 | 80.28 | 14:00 | 79.88
16 | 4 | 15:00 | 70.71 | 15:00 | 70.35
17 | 4 | 16:00 | 60.54 | 16:00 | 60.24
18 | 4 | 17:00 | 26.03 | 17:00 | 25.89
19 | 4 | 18:00 | 2.5 | 18:00 | 2.49
20 | 4 | 19:00 | 0 | 19:00 | 0
21 | 4 | 20:00 | 0 | 20:00 | 0
22 | 4 | 21:00 | 0 | 21:00 | 0
23 | 4 | 22:00 | 0 | 22:00 | 0
24 | 4 | 23:00 | 0 | 23:00 | 0
1 | 4 | 0:00 | 0 | 0:00 | 0
2 | 4 | 1:00 | 0 | 1:00 | 0
3 | 4 | 2:00 | 0 | 2:00 | 0
4 | 4 | 3:00 | 0 | 3:00 | 0
5 | 4 | 4:00 | 0 | 4:00 | 0
6 | 4 | 5:00 | 0.59 | 5:00 | 0.58
7 | 4 | 6:00 | 25.12 | 6:00 | 24.99
8 | 4 | 7:00 | 63.14 | 7:00 | 62.83
9 | 4 | 8:00 | 73.04 | 8:00 | 72.67
10 | 4 | 9:00 | 78.96 | 9:00 | 78.56
11 | 4 | 10:00 | 82.65 | 10:00 | 82.24
12 | 4 | 11:00 | 79.02 | 11:00 | 78.62
13 | 4 | 12:00 | 75.56 | 12:00 | 75.18
14 | 4 | 13:00 | 73.34 | 13:00 | 72.97
15 | 4 | 14:00 | 72.86 | 14:00 | 72.5
16 | 4 | 15:00 | 71.38 | 15:00 | 71.02
17 | 4 | 16:00 | 58.04 | 16:00 | 57.75
18 | 4 | 17:00 | 29.58 | 17:00 | 29.43
19 | 4 | 18:00 | 3.09 | 18:00 | 3.08
20 | 4 | 19:00 | 0 | 19:00 | 0
21 | 4 | 20:00 | 0 | 20:00 | 0
22 | 4 | 21:00 | 0 | 21:00 | 0
23 | 4 | 22:00 | 0 | 22:00 | 0
24 | 4 | 23:00 | 0 | 23:00 | 0
1 | 4 | 0:00 | 0 | 0:00 | 0
2 | 4 | 1:00 | 0 | 1:00 | 0
3 | 4 | 2:00 | 0 | 2:00 | 0
4 | 4 | 3:00 | 0 | 3:00 | 0
5 | 4 | 4:00 | 0 | 4:00 | 0
6 | 4 | 5:00 | 0.63 | 5:00 | 0.62
7 | 4 | 6:00 | 22.81 | 6:00 | 22.7
8 | 4 | 7:00 | 53.82 | 7:00 | 53.55
9 | 4 | 8:00 | 64.14 | 8:00 | 63.81
10 | 4 | 9:00 | 70.41 | 9:00 | 70.06
11 | 4 | 10:00 | 79.86 | 10:00 | 79.46
12 | 4 | 11:00 | 79.82 | 11:00 | 79.42
13 | 4 | 12:00 | 76.95 | 12:00 | 76.56
14 | 4 | 13:00 | 77.24 | 13:00 | 76.86
15 | 4 | 14:00 | 72.41 | 14:00 | 72.04
16 | 4 | 15:00 | 63.5 | 15:00 | 63.19
17 | 4 | 16:00 | 57.36 | 16:00 | 57.07
18 | 4 | 17:00 | 29.15 | 17:00 | 29
19 | 4 | 18:00 | 2.76 | 18:00 | 2.75
20 | 4 | 19:00 | 0 | 19:00 | 0
21 | 4 | 20:00 | 0 | 20:00 | 0
22 | 4 | 21:00 | 0 | 21:00 | 0
23 | 4 | 22:00 | 0 | 22:00 | 0
24 | 4 | 23:00 | 0 | 23:00 | 0
1 | 4 | 0:00 | 0 | 0:00 | 0
2 | 4 | 1:00 | 0 | 1:00 | 0
3 | 4 | 2:00 | 0 | 2:00 | 0
4 | 4 | 3:00 | 0 | 3:00 | 0
5 | 4 | 4:00 | 0 | 4:00 | 0
6 | 4 | 5:00 | 1.19 | 5:00 | 1.19
7 | 4 | 6:00 | 31.35 | 6:00 | 31.19
8 | 4 | 7:00 | 70.45 | 7:00 | 70.09
9 | 4 | 8:00 | 77.22 | 8:00 | 76.83
10 | 4 | 9:00 | 85.65 | 9:00 | 85.22
11 | 4 | 10:00 | 91.71 | 10:00 | 91.26
12 | 4 | 11:00 | 86.93 | 11:00 | 86.5
13 | 4 | 12:00 | 83.61 | 12:00 | 83.2
14 | 4 | 13:00 | 80.19 | 13:00 | 79.79
15 | 4 | 14:00 | 75.32 | 14:00 | 74.95
16 | 4 | 15:00 | 74.55 | 15:00 | 74.18
17 | 4 | 16:00 | 67.43 | 16:00 | 67.1
18 | 4 | 17:00 | 31.89 | 17:00 | 31.73
19 | 4 | 18:00 | 3.31 | 18:00 | 3.29
20 | 4 | 19:00 | 0 | 19:00 | 0
21 | 4 | 20:00 | 0 | 20:00 | 0
22 | 4 | 21:00 | 0 | 21:00 | 0
23 | 4 | 22:00 | 0 | 22:00 | 0
24 | 4 | 23:00 | 0 | 23:00 | 0
1 | 4 | 0:00 | 0 | 0:00 | 0
2 | 4 | 1:00 | 0 | 1:00 | 0
3 | 4 | 2:00 | 0 | 2:00 | 0
4 | 4 | 3:00 | 0 | 3:00 | 0
5 | 4 | 4:00 | 0 | 4:00 | 0
6 | 4 | 5:00 | 1.14 | 5:00 | 1.13
7 | 4 | 6:00 | 25.76 | 6:00 | 25.63
8 | 4 | 7:00 | 57.25 | 7:00 | 56.96
9 | 4 | 8:00 | 59.02 | 8:00 | 58.72
10 | 4 | 9:00 | 66.89 | 9:00 | 66.56
11 | 4 | 10:00 | 69.98 | 10:00 | 69.63
12 | 4 | 11:00 | 74.58 | 11:00 | 74.21
13 | 4 | 12:00 | 79.67 | 12:00 | 79.27
14 | 4 | 13:00 | 79.18 | 13:00 | 78.78
15 | 4 | 14:00 | 73.29 | 14:00 | 72.92
16 | 4 | 15:00 | 67.12 | 15:00 | 66.79
17 | 4 | 16:00 | 58.41 | 16:00 | 58.12
18 | 4 | 17:00 | 28.68 | 17:00 | 28.54
19 | 4 | 18:00 | 3.11 | 18:00 | 3.1
20 | 4 | 19:00 | 0 | 19:00 | 0
21 | 4 | 20:00 | 0 | 20:00 | 0
22 | 4 | 21:00 | 0 | 21:00 | 0
23 | 4 | 22:00 | 0 | 22:00 | 0
24 | 4 | 23:00 | 0 | 23:00 | 0
1 | 4 | 0:00 | 0 | 0:00 | 0
2 | 4 | 1:00 | 0 | 1:00 | 0
3 | 4 | 2:00 | 0 | 2:00 | 0
4 | 4 | 3:00 | 0 | 3:00 | 0
5 | 4 | 4:00 | 0 | 4:00 | 0
6 | 4 | 5:00 | 1.2 | 5:00 | 1.2
7 | 4 | 6:00 | 22.88 | 6:00 | 22.76
8 | 4 | 7:00 | 47.34 | 7:00 | 47.11
9 | 4 | 8:00 | 50.79 | 8:00 | 50.53
10 | 4 | 9:00 | 56.64 | 9:00 | 56.36
11 | 4 | 10:00 | 58.77 | 10:00 | 58.48
12 | 4 | 11:00 | 62.91 | 11:00 | 62.6
13 | 4 | 12:00 | 68.41 | 12:00 | 68.07
14 | 4 | 13:00 | 66.89 | 13:00 | 66.56
15 | 4 | 14:00 | 61.15 | 14:00 | 60.85
16 | 4 | 15:00 | 54.14 | 15:00 | 53.87
17 | 4 | 16:00 | 43.18 | 16:00 | 42.96
18 | 4 | 17:00 | 22.89 | 17:00 | 22.77
19 | 4 | 18:00 | 2.7 | 18:00 | 2.69
20 | 4 | 19:00 | 0 | 19:00 | 0
21 | 4 | 20:00 | 0 | 20:00 | 0
22 | 4 | 21:00 | 0 | 21:00 | 0
23 | 4 | 22:00 | 0 | 22:00 | 0
24 | 4 | 23:00 | 0 | 23:00 | 0
1 | 4 | 0:00 | 0 | 0:00 | 0
2 | 4 | 1:00 | 0 | 1:00 | 0
3 | 4 | 2:00 | 0 | 2:00 | 0
4 | 4 | 3:00 | 0 | 3:00 | 0
5 | 4 | 4:00 | 0 | 4:00 | 0
6 | 4 | 5:00 | 1.56 | 5:00 | 1.55
7 | 4 | 6:00 | 26.14 | 6:00 | 26.01
8 | 4 | 7:00 | 56.67 | 7:00 | 56.39
9 | 4 | 8:00 | 58.82 | 8:00 | 58.53
10 | 4 | 9:00 | 66.75 | 9:00 | 66.42
11 | 4 | 10:00 | 75.02 | 10:00 | 74.64
12 | 4 | 11:00 | 81.99 | 11:00 | 81.58
13 | 4 | 12:00 | 71.52 | 12:00 | 71.16
14 | 4 | 13:00 | 69.91 | 13:00 | 69.56
15 | 4 | 14:00 | 67.6 | 14:00 | 67.26
16 | 4 | 15:00 | 63.39 | 15:00 | 63.07
17 | 4 | 16:00 | 47.02 | 16:00 | 46.78
18 | 4 | 17:00 | 26 | 17:00 | 25.87
19 | 4 | 18:00 | 3.34 | 18:00 | 3.32
20 | 4 | 19:00 | 0 | 19:00 | 0
21 | 4 | 20:00 | 0 | 20:00 | 0
22 | 4 | 21:00 | 0 | 21:00 | 0
23 | 4 | 22:00 | 0 | 22:00 | 0
24 | 4 | 23:00 | 0 | 23:00 | 0
1 | 4 | 0:00 | 0 | 0:00 | 0
2 | 4 | 1:00 | 0 | 1:00 | 0
3 | 4 | 2:00 | 0 | 2:00 | 0
4 | 4 | 3:00 | 0 | 3:00 | 0
5 | 4 | 4:00 | 0 | 4:00 | 0
6 | 4 | 5:00 | 1.75 | 5:00 | 1.74
7 | 4 | 6:00 | 24.33 | 6:00 | 24.21
8 | 4 | 7:00 | 51.36 | 7:00 | 51.11
9 | 4 | 8:00 | 55.54 | 8:00 | 55.26
10 | 4 | 9:00 | 67.67 | 9:00 | 67.34
11 | 4 | 10:00 | 72 | 10:00 | 71.64
12 | 4 | 11:00 | 73.99 | 11:00 | 73.62
13 | 4 | 12:00 | 79.97 | 12:00 | 79.57
14 | 4 | 13:00 | 77.47 | 13:00 | 77.08
15 | 4 | 14:00 | 74.7 | 14:00 | 74.32
16 | 4 | 15:00 | 67.36 | 15:00 | 67.02
17 | 4 | 16:00 | 55.87 | 16:00 | 55.59
18 | 4 | 17:00 | 27.81 | 17:00 | 27.67
19 | 4 | 18:00 | 3.61 | 18:00 | 3.59
20 | 4 | 19:00 | 0 | 19:00 | 0
21 | 4 | 20:00 | 0 | 20:00 | 0
22 | 4 | 21:00 | 0 | 21:00 | 0
23 | 4 | 22:00 | 0 | 22:00 | 0
24 | 4 | 23:00 | 0 | 23:00 | 0
1 | 4 | 0:00 | 0 | 0:00 | 0
2 | 4 | 1:00 | 0 | 1:00 | 0
3 | 4 | 2:00 | 0 | 2:00 | 0
4 | 4 | 3:00 | 0 | 3:00 | 0
5 | 4 | 4:00 | 0 | 4:00 | 0
6 | 4 | 5:00 | 1.86 | 5:00 | 1.86
7 | 4 | 6:00 | 24.14 | 6:00 | 24.02
8 | 4 | 7:00 | 48.27 | 7:00 | 48.03
9 | 4 | 8:00 | 53.38 | 8:00 | 53.11
10 | 4 | 9:00 | 52.66 | 9:00 | 52.4
11 | 4 | 10:00 | 62.51 | 10:00 | 62.2
12 | 4 | 11:00 | 71.8 | 11:00 | 71.44
13 | 4 | 12:00 | 74.26 | 12:00 | 73.89
14 | 4 | 13:00 | 70.51 | 13:00 | 70.16
15 | 4 | 14:00 | 76.55 | 14:00 | 76.16
16 | 4 | 15:00 | 72 | 15:00 | 71.64
17 | 4 | 16:00 | 57.78 | 16:00 | 57.49
18 | 4 | 17:00 | 32.47 | 17:00 | 32.31
19 | 4 | 18:00 | 4.54 | 18:00 | 4.52
20 | 4 | 19:00 | 0 | 19:00 | 0
21 | 4 | 20:00 | 0 | 20:00 | 0
22 | 4 | 21:00 | 0 | 21:00 | 0
23 | 4 | 22:00 | 0 | 22:00 | 0
24 | 4 | 23:00 | 0 | 23:00 | 0
1 | 4 | 0:00 | 0 | 0:00 | 0
2 | 4 | 1:00 | 0 | 1:00 | 0
3 | 4 | 2:00 | 0 | 2:00 | 0
4 | 4 | 3:00 | 0 | 3:00 | 0
5 | 4 | 4:00 | 0 | 4:00 | 0
6 | 4 | 5:00 | 2.82 | 5:00 | 2.81
7 | 4 | 6:00 | 33.71 | 6:00 | 33.54
8 | 4 | 7:00 | 69.44 | 7:00 | 69.1
9 | 4 | 8:00 | 75.79 | 8:00 | 75.41
10 | 4 | 9:00 | 75.57 | 9:00 | 75.19
11 | 4 | 10:00 | 82.56 | 10:00 | 82.15
12 | 4 | 11:00 | 86.33 | 11:00 | 85.9
13 | 4 | 12:00 | 90.81 | 12:00 | 90.36
14 | 4 | 13:00 | 90.88 | 13:00 | 90.42
15 | 4 | 14:00 | 90.9 | 14:00 | 90.45
16 | 4 | 15:00 | 83.19 | 15:00 | 82.77
17 | 4 | 16:00 | 74.33 | 16:00 | 73.96
18 | 4 | 17:00 | 40.58 | 17:00 | 40.38
19 | 4 | 18:00 | 4.86 | 18:00 | 4.84
20 | 4 | 19:00 | 0 | 19:00 | 0
21 | 4 | 20:00 | 0 | 20:00 | 0
22 | 4 | 21:00 | 0 | 21:00 | 0
23 | 4 | 22:00 | 0 | 22:00 | 0
24 | 4 | 23:00 | 0 | 23:00 | 0
1 | 4 | 0:00 | 0 | 0:00 | 0
2 | 4 | 1:00 | 0 | 1:00 | 0
3 | 4 | 2:00 | 0 | 2:00 | 0
4 | 4 | 3:00 | 0 | 3:00 | 0
5 | 4 | 4:00 | 0 | 4:00 | 0
6 | 4 | 5:00 | 2.57 | 5:00 | 2.56
7 | 4 | 6:00 | 27.92 | 6:00 | 27.78
8 | 4 | 7:00 | 55.9 | 7:00 | 55.62
9 | 4 | 8:00 | 61.5 | 8:00 | 61.19
10 | 4 | 9:00 | 72.81 | 9:00 | 72.45
11 | 4 | 10:00 | 71.06 | 10:00 | 70.7
12 | 4 | 11:00 | 70.94 | 11:00 | 70.59
13 | 4 | 12:00 | 72.76 | 12:00 | 72.39
14 | 4 | 13:00 | 75.63 | 13:00 | 75.25
15 | 4 | 14:00 | 68.02 | 14:00 | 67.68
16 | 4 | 15:00 | 64.91 | 15:00 | 64.58
17 | 4 | 16:00 | 56.89 | 16:00 | 56.61
18 | 4 | 17:00 | 31.42 | 17:00 | 31.26
19 | 4 | 18:00 | 3.94 | 18:00 | 3.92
20 | 4 | 19:00 | 0 | 19:00 | 0
21 | 4 | 20:00 | 0 | 20:00 | 0
22 | 4 | 21:00 | 0 | 21:00 | 0
23 | 4 | 22:00 | 0 | 22:00 | 0
24 | 4 | 23:00 | 0 | 23:00 | 0
1 | 4 | 0:00 | 0 | 0:00 | 0
2 | 4 | 1:00 | 0 | 1:00 | 0
3 | 4 | 2:00 | 0 | 2:00 | 0
4 | 4 | 3:00 | 0 | 3:00 | 0
5 | 4 | 4:00 | 0 | 4:00 | 0
6 | 4 | 5:00 | 2.43 | 5:00 | 2.41
7 | 4 | 6:00 | 28.92 | 6:00 | 28.77
8 | 4 | 7:00 | 57.42 | 7:00 | 57.14
9 | 4 | 8:00 | 58.37 | 8:00 | 58.08
10 | 4 | 9:00 | 64.02 | 9:00 | 63.7
11 | 4 | 10:00 | 66.07 | 10:00 | 65.74
12 | 4 | 11:00 | 66.05 | 11:00 | 65.72
13 | 4 | 12:00 | 65.56 | 12:00 | 65.24
14 | 4 | 13:00 | 73.39 | 13:00 | 73.02
15 | 4 | 14:00 | 74.66 | 14:00 | 74.29
16 | 4 | 15:00 | 71.86 | 15:00 | 71.5
17 | 4 | 16:00 | 59.57 | 16:00 | 59.27
18 | 4 | 17:00 | 29.42 | 17:00 | 29.27
19 | 4 | 18:00 | 4.58 | 18:00 | 4.56
20 | 4 | 19:00 | 0 | 19:00 | 0
21 | 4 | 20:00 | 0 | 20:00 | 0
22 | 4 | 21:00 | 0 | 21:00 | 0
23 | 4 | 22:00 | 0 | 22:00 | 0
24 | 4 | 23:00 | 0 | 23:00 | 0
1 | 4 | 0:00 | 0 | 0:00 | 0
2 | 4 | 1:00 | 0 | 1:00 | 0
3 | 4 | 2:00 | 0 | 2:00 | 0
4 | 4 | 3:00 | 0 | 3:00 | 0
5 | 4 | 4:00 | 0 | 4:00 | 0
6 | 4 | 5:00 | 2.31 | 5:00 | 2.3
7 | 4 | 6:00 | 24.44 | 6:00 | 24.32
8 | 4 | 7:00 | 47.73 | 7:00 | 47.49
9 | 4 | 8:00 | 56.19 | 8:00 | 55.91
10 | 4 | 9:00 | 58.87 | 9:00 | 58.58
11 | 4 | 10:00 | 61.06 | 10:00 | 60.76
12 | 4 | 11:00 | 67 | 11:00 | 66.67
13 | 4 | 12:00 | 66.33 | 12:00 | 66
14 | 4 | 13:00 | 70.46 | 13:00 | 70.11
15 | 4 | 14:00 | 69.51 | 14:00 | 69.16
16 | 4 | 15:00 | 71.47 | 15:00 | 71.12
17 | 4 | 16:00 | 61.98 | 16:00 | 61.67
18 | 4 | 17:00 | 31.18 | 17:00 | 31.02
19 | 4 | 18:00 | 4.25 | 18:00 | 4.23
20 | 4 | 19:00 | 0 | 19:00 | 0
21 | 4 | 20:00 | 0 | 20:00 | 0
22 | 4 | 21:00 | 0 | 21:00 | 0
23 | 4 | 22:00 | 0 | 22:00 | 0
24 | 4 | 23:00 | 0 | 23:00 | 0
1 | 4 | 0:00 | 0 | 0:00 | 0
2 | 4 | 1:00 | 0 | 1:00 | 0
3 | 4 | 2:00 | 0 | 2:00 | 0
4 | 4 | 3:00 | 0 | 3:00 | 0
5 | 4 | 4:00 | 0 | 4:00 | 0
6 | 4 | 5:00 | 2.54 | 5:00 | 2.53
7 | 4 | 6:00 | 22.94 | 6:00 | 22.83
8 | 4 | 7:00 | 43.95 | 7:00 | 43.73
9 | 4 | 8:00 | 52.81 | 8:00 | 52.54
10 | 4 | 9:00 | 56.71 | 9:00 | 56.42
11 | 4 | 10:00 | 61.7 | 10:00 | 61.39
12 | 4 | 11:00 | 60.95 | 11:00 | 60.64
13 | 4 | 12:00 | 60.2 | 12:00 | 59.9
14 | 4 | 13:00 | 59.95 | 13:00 | 59.65
15 | 4 | 14:00 | 61.9 | 14:00 | 61.59
16 | 4 | 15:00 | 54.36 | 15:00 | 54.09
17 | 4 | 16:00 | 46.36 | 16:00 | 46.12
18 | 4 | 17:00 | 24.95 | 17:00 | 24.83
19 | 4 | 18:00 | 3.96 | 18:00 | 3.94
20 | 4 | 19:00 | 0 | 19:00 | 0
21 | 4 | 20:00 | 0 | 20:00 | 0
22 | 4 | 21:00 | 0 | 21:00 | 0
23 | 4 | 22:00 | 0 | 22:00 | 0
24 | 4 | 23:00 | 0 | 23:00 | 0
1 | 5 | 0:00 | 0 | 0:00 | 0
2 | 5 | 1:00 | 0 | 1:00 | 0
3 | 5 | 2:00 | 0 | 2:00 | 0
4 | 5 | 3:00 | 0 | 3:00 | 0
5 | 5 | 4:00 | 0 | 4:00 | 0
6 | 5 | 5:00 | 3.23 | 5:00 | 3.22
7 | 5 | 6:00 | 27.21 | 6:00 | 27.07
8 | 5 | 7:00 | 55.02 | 7:00 | 54.74
9 | 5 | 8:00 | 65.05 | 8:00 | 64.73
10 | 5 | 9:00 | 70.71 | 9:00 | 70.36
11 | 5 | 10:00 | 72.27 | 10:00 | 71.9
12 | 5 | 11:00 | 72.44 | 11:00 | 72.08
13 | 5 | 12:00 | 72.47 | 12:00 | 72.11
14 | 5 | 13:00 | 73.01 | 13:00 | 72.65
15 | 5 | 14:00 | 72.81 | 14:00 | 72.44
16 | 5 | 15:00 | 68.94 | 15:00 | 68.6
17 | 5 | 16:00 | 63.75 | 16:00 | 63.43
18 | 5 | 17:00 | 36.7 | 17:00 | 36.52
19 | 5 | 18:00 | 5.79 | 18:00 | 5.76
20 | 5 | 19:00 | 0 | 19:00 | 0
21 | 5 | 20:00 | 0 | 20:00 | 0
22 | 5 | 21:00 | 0 | 21:00 | 0
23 | 5 | 22:00 | 0 | 22:00 | 0
24 | 5 | 23:00 | 0 | 23:00 | 0
1 | 5 | 0:00 | 0 | 0:00 | 0
2 | 5 | 1:00 | 0 | 1:00 | 0
3 | 5 | 2:00 | 0 | 2:00 | 0
4 | 5 | 3:00 | 0 | 3:00 | 0
5 | 5 | 4:00 | 0 | 4:00 | 0
6 | 5 | 5:00 | 3.95 | 5:00 | 3.93
7 | 5 | 6:00 | 34.57 | 6:00 | 34.4
8 | 5 | 7:00 | 60.45 | 7:00 | 60.15
9 | 5 | 8:00 | 60.25 | 8:00 | 59.95
10 | 5 | 9:00 | 61.79 | 9:00 | 61.48
11 | 5 | 10:00 | 65.68 | 10:00 | 65.35
12 | 5 | 11:00 | 70.58 | 11:00 | 70.23
13 | 5 | 12:00 | 72.92 | 12:00 | 72.56
14 | 5 | 13:00 | 70.21 | 13:00 | 69.86
15 | 5 | 14:00 | 65.95 | 14:00 | 65.62
16 | 5 | 15:00 | 61.61 | 15:00 | 61.31
17 | 5 | 16:00 | 56.47 | 16:00 | 56.19
18 | 5 | 17:00 | 34.6 | 17:00 | 34.43
19 | 5 | 18:00 | 6.04 | 18:00 | 6.01
20 | 5 | 19:00 | 0 | 19:00 | 0
21 | 5 | 20:00 | 0 | 20:00 | 0
22 | 5 | 21:00 | 0 | 21:00 | 0
23 | 5 | 22:00 | 0 | 22:00 | 0
24 | 5 | 23:00 | 0 | 23:00 | 0
1 | 5 | 0:00 | 0 | 0:00 | 0
2 | 5 | 1:00 | 0 | 1:00 | 0
3 | 5 | 2:00 | 0 | 2:00 | 0
4 | 5 | 3:00 | 0 | 3:00 | 0
5 | 5 | 4:00 | 0 | 4:00 | 0
6 | 5 | 5:00 | 4.03 | 5:00 | 4.01
7 | 5 | 6:00 | 34.15 | 6:00 | 33.98
8 | 5 | 7:00 | 60.27 | 7:00 | 59.96
9 | 5 | 8:00 | 71.89 | 8:00 | 71.53
10 | 5 | 9:00 | 78.1 | 9:00 | 77.71
11 | 5 | 10:00 | 80.99 | 10:00 | 80.59
12 | 5 | 11:00 | 80.71 | 11:00 | 80.3
13 | 5 | 12:00 | 75.25 | 12:00 | 74.88
14 | 5 | 13:00 | 77.71 | 13:00 | 77.32
15 | 5 | 14:00 | 73.21 | 14:00 | 72.84
16 | 5 | 15:00 | 74.82 | 15:00 | 74.45
17 | 5 | 16:00 | 63.82 | 16:00 | 63.5
18 | 5 | 17:00 | 38.8 | 17:00 | 38.6
19 | 5 | 18:00 | 7.02 | 18:00 | 6.99
20 | 5 | 19:00 | 0 | 19:00 | 0
21 | 5 | 20:00 | 0 | 20:00 | 0
22 | 5 | 21:00 | 0 | 21:00 | 0
23 | 5 | 22:00 | 0 | 22:00 | 0
24 | 5 | 23:00 | 0 | 23:00 | 0
1 | 5 | 0:00 | 0 | 0:00 | 0
2 | 5 | 1:00 | 0 | 1:00 | 0
3 | 5 | 2:00 | 0 | 2:00 | 0
4 | 5 | 3:00 | 0 | 3:00 | 0
5 | 5 | 4:00 | 0 | 4:00 | 0
6 | 5 | 5:00 | 4.34 | 5:00 | 4.32
7 | 5 | 6:00 | 34.54 | 6:00 | 34.36
8 | 5 | 7:00 | 60.42 | 7:00 | 60.12
9 | 5 | 8:00 | 64.47 | 8:00 | 64.15
10 | 5 | 9:00 | 74.06 | 9:00 | 73.69
11 | 5 | 10:00 | 77.06 | 10:00 | 76.67
12 | 5 | 11:00 | 80.88 | 11:00 | 80.47
13 | 5 | 12:00 | 78.19 | 12:00 | 77.8
14 | 5 | 13:00 | 77.23 | 13:00 | 76.84
15 | 5 | 14:00 | 77.06 | 14:00 | 76.68
16 | 5 | 15:00 | 73.15 | 15:00 | 72.79
17 | 5 | 16:00 | 65.12 | 16:00 | 64.8
18 | 5 | 17:00 | 38.73 | 17:00 | 38.53
19 | 5 | 18:00 | 5.97 | 18:00 | 5.94
20 | 5 | 19:00 | 0 | 19:00 | 0
21 | 5 | 20:00 | 0 | 20:00 | 0
22 | 5 | 21:00 | 0 | 21:00 | 0
23 | 5 | 22:00 | 0 | 22:00 | 0
24 | 5 | 23:00 | 0 | 23:00 | 0
1 | 5 | 0:00 | 0 | 0:00 | 0
2 | 5 | 1:00 | 0 | 1:00 | 0
3 | 5 | 2:00 | 0 | 2:00 | 0
4 | 5 | 3:00 | 0 | 3:00 | 0
5 | 5 | 4:00 | 0 | 4:00 | 0
6 | 5 | 5:00 | 4.57 | 5:00 | 4.54
7 | 5 | 6:00 | 33.63 | 6:00 | 33.47
8 | 5 | 7:00 | 61.81 | 7:00 | 61.5
9 | 5 | 8:00 | 69.37 | 8:00 | 69.03
10 | 5 | 9:00 | 77.5 | 9:00 | 77.12
11 | 5 | 10:00 | 84.83 | 10:00 | 84.4
12 | 5 | 11:00 | 86.95 | 11:00 | 86.51
13 | 5 | 12:00 | 85.74 | 12:00 | 85.31
14 | 5 | 13:00 | 81.32 | 13:00 | 80.91
15 | 5 | 14:00 | 80.54 | 14:00 | 80.14
16 | 5 | 15:00 | 78.53 | 15:00 | 78.14
17 | 5 | 16:00 | 66.38 | 16:00 | 66.05
18 | 5 | 17:00 | 31.74 | 17:00 | 31.58
19 | 5 | 18:00 | 4.52 | 18:00 | 4.5
20 | 5 | 19:00 | 0 | 19:00 | 0
21 | 5 | 20:00 | 0 | 20:00 | 0
22 | 5 | 21:00 | 0 | 21:00 | 0
23 | 5 | 22:00 | 0 | 22:00 | 0
24 | 5 | 23:00 | 0 | 23:00 | 0
1 | 5 | 0:00 | 0 | 0:00 | 0
2 | 5 | 1:00 | 0 | 1:00 | 0
3 | 5 | 2:00 | 0 | 2:00 | 0
4 | 5 | 3:00 | 0 | 3:00 | 0
5 | 5 | 4:00 | 0 | 4:00 | 0
6 | 5 | 5:00 | 3.53 | 5:00 | 3.51
7 | 5 | 6:00 | 28.62 | 6:00 | 28.48
8 | 5 | 7:00 | 54.08 | 7:00 | 53.81
9 | 5 | 8:00 | 62.84 | 8:00 | 62.52
10 | 5 | 9:00 | 76.04 | 9:00 | 75.66
11 | 5 | 10:00 | 78.95 | 10:00 | 78.56
12 | 5 | 11:00 | 76.62 | 11:00 | 76.24
13 | 5 | 12:00 | 74.87 | 12:00 | 74.49
14 | 5 | 13:00 | 77.54 | 13:00 | 77.15
15 | 5 | 14:00 | 75.89 | 14:00 | 75.51
16 | 5 | 15:00 | 68.44 | 15:00 | 68.1
17 | 5 | 16:00 | 62.22 | 16:00 | 61.91
18 | 5 | 17:00 | 34.15 | 17:00 | 33.97
19 | 5 | 18:00 | 5.78 | 18:00 | 5.75
20 | 5 | 19:00 | 0 | 19:00 | 0
21 | 5 | 20:00 | 0 | 20:00 | 0
22 | 5 | 21:00 | 0 | 21:00 | 0
23 | 5 | 22:00 | 0 | 22:00 | 0
24 | 5 | 23:00 | 0 | 23:00 | 0
1 | 5 | 0:00 | 0 | 0:00 | 0
2 | 5 | 1:00 | 0 | 1:00 | 0
3 | 5 | 2:00 | 0 | 2:00 | 0
4 | 5 | 3:00 | 0 | 3:00 | 0
5 | 5 | 4:00 | 0 | 4:00 | 0
6 | 5 | 5:00 | 3.23 | 5:00 | 3.21
7 | 5 | 6:00 | 23.86 | 6:00 | 23.74
8 | 5 | 7:00 | 44.84 | 7:00 | 44.61
9 | 5 | 8:00 | 61.25 | 8:00 | 60.95
10 | 5 | 9:00 | 73.63 | 9:00 | 73.27
11 | 5 | 10:00 | 77.19 | 10:00 | 76.81
12 | 5 | 11:00 | 73.97 | 11:00 | 73.6
13 | 5 | 12:00 | 71.67 | 12:00 | 71.32
14 | 5 | 13:00 | 75.45 | 13:00 | 75.07
15 | 5 | 14:00 | 64.81 | 14:00 | 64.48
16 | 5 | 15:00 | 55.91 | 15:00 | 55.64
17 | 5 | 16:00 | 41.72 | 16:00 | 41.51
18 | 5 | 17:00 | 26.34 | 17:00 | 26.21
19 | 5 | 18:00 | 5.31 | 18:00 | 5.28
20 | 5 | 19:00 | 0 | 19:00 | 0
21 | 5 | 20:00 | 0 | 20:00 | 0
22 | 5 | 21:00 | 0 | 21:00 | 0
23 | 5 | 22:00 | 0 | 22:00 | 0
24 | 5 | 23:00 | 0 | 23:00 | 0
1 | 5 | 0:00 | 0 | 0:00 | 0
2 | 5 | 1:00 | 0 | 1:00 | 0
3 | 5 | 2:00 | 0 | 2:00 | 0
4 | 5 | 3:00 | 0 | 3:00 | 0
5 | 5 | 4:00 | 0 | 4:00 | 0
6 | 5 | 5:00 | 3.49 | 5:00 | 3.47
7 | 5 | 6:00 | 25.23 | 6:00 | 25.11
8 | 5 | 7:00 | 47.57 | 7:00 | 47.33
9 | 5 | 8:00 | 57.47 | 8:00 | 57.18
10 | 5 | 9:00 | 61.32 | 9:00 | 61.01
11 | 5 | 10:00 | 66.33 | 10:00 | 66
12 | 5 | 11:00 | 72.55 | 11:00 | 72.18
13 | 5 | 12:00 | 72.1 | 12:00 | 71.74
14 | 5 | 13:00 | 68.86 | 13:00 | 68.52
15 | 5 | 14:00 | 73.65 | 14:00 | 73.28
16 | 5 | 15:00 | 68.15 | 15:00 | 67.81
17 | 5 | 16:00 | 48.26 | 16:00 | 48.02
18 | 5 | 17:00 | 25.4 | 17:00 | 25.27
19 | 5 | 18:00 | 5.45 | 18:00 | 5.42
20 | 5 | 19:00 | 0 | 19:00 | 0
21 | 5 | 20:00 | 0 | 20:00 | 0
22 | 5 | 21:00 | 0 | 21:00 | 0
23 | 5 | 22:00 | 0 | 22:00 | 0
24 | 5 | 23:00 | 0 | 23:00 | 0
1 | 5 | 0:00 | 0 | 0:00 | 0
2 | 5 | 1:00 | 0 | 1:00 | 0
3 | 5 | 2:00 | 0 | 2:00 | 0
4 | 5 | 3:00 | 0 | 3:00 | 0
5 | 5 | 4:00 | 0 | 4:00 | 0
6 | 5 | 5:00 | 4.27 | 5:00 | 4.24
7 | 5 | 6:00 | 30.24 | 6:00 | 30.09
8 | 5 | 7:00 | 49.32 | 7:00 | 49.08
9 | 5 | 8:00 | 57.01 | 8:00 | 56.73
10 | 5 | 9:00 | 65.6 | 9:00 | 65.27
11 | 5 | 10:00 | 76.14 | 10:00 | 75.76
12 | 5 | 11:00 | 75.92 | 11:00 | 75.54
13 | 5 | 12:00 | 77.19 | 12:00 | 76.8
14 | 5 | 13:00 | 73.9 | 13:00 | 73.53
15 | 5 | 14:00 | 75.7 | 14:00 | 75.32
16 | 5 | 15:00 | 67.98 | 15:00 | 67.64
17 | 5 | 16:00 | 58.85 | 16:00 | 58.55
18 | 5 | 17:00 | 34.47 | 17:00 | 34.3
19 | 5 | 18:00 | 6.69 | 18:00 | 6.66
20 | 5 | 19:00 | 0 | 19:00 | 0
21 | 5 | 20:00 | 0 | 20:00 | 0
22 | 5 | 21:00 | 0 | 21:00 | 0
23 | 5 | 22:00 | 0 | 22:00 | 0
24 | 5 | 23:00 | 0 | 23:00 | 0
1 | 5 | 0:00 | 0 | 0:00 | 0
2 | 5 | 1:00 | 0 | 1:00 | 0
3 | 5 | 2:00 | 0 | 2:00 | 0
4 | 5 | 3:00 | 0 | 3:00 | 0
5 | 5 | 4:00 | 0 | 4:00 | 0
6 | 5 | 5:00 | 4.67 | 5:00 | 4.65
7 | 5 | 6:00 | 30.54 | 6:00 | 30.39
8 | 5 | 7:00 | 57.59 | 7:00 | 57.31
9 | 5 | 8:00 | 61.71 | 8:00 | 61.4
10 | 5 | 9:00 | 70.9 | 9:00 | 70.55
11 | 5 | 10:00 | 75.18 | 10:00 | 74.8
12 | 5 | 11:00 | 81.99 | 11:00 | 81.58
13 | 5 | 12:00 | 79.57 | 12:00 | 79.18
14 | 5 | 13:00 | 75.59 | 13:00 | 75.21
15 | 5 | 14:00 | 71.84 | 14:00 | 71.48
16 | 5 | 15:00 | 71.22 | 15:00 | 70.86
17 | 5 | 16:00 | 63.23 | 16:00 | 62.91
18 | 5 | 17:00 | 35.67 | 17:00 | 35.5
19 | 5 | 18:00 | 7.67 | 18:00 | 7.63
20 | 5 | 19:00 | 0 | 19:00 | 0
21 | 5 | 20:00 | 0 | 20:00 | 0
22 | 5 | 21:00 | 0 | 21:00 | 0
23 | 5 | 22:00 | 0 | 22:00 | 0
24 | 5 | 23:00 | 0 | 23:00 | 0
1 | 5 | 0:00 | 0 | 0:00 | 0
2 | 5 | 1:00 | 0 | 1:00 | 0
3 | 5 | 2:00 | 0 | 2:00 | 0
4 | 5 | 3:00 | 0 | 3:00 | 0
5 | 5 | 4:00 | 0 | 4:00 | 0
6 | 5 | 5:00 | 5.27 | 5:00 | 5.24
7 | 5 | 6:00 | 32.71 | 6:00 | 32.54
8 | 5 | 7:00 | 58.57 | 7:00 | 58.28
9 | 5 | 8:00 | 65.5 | 8:00 | 65.17
10 | 5 | 9:00 | 69.99 | 9:00 | 69.64
11 | 5 | 10:00 | 82.79 | 10:00 | 82.37
12 | 5 | 11:00 | 88.06 | 11:00 | 87.62
13 | 5 | 12:00 | 86.1 | 12:00 | 85.67
14 | 5 | 13:00 | 80.43 | 13:00 | 80.03
15 | 5 | 14:00 | 73.49 | 14:00 | 73.12
16 | 5 | 15:00 | 70.18 | 15:00 | 69.83
17 | 5 | 16:00 | 59.39 | 16:00 | 59.09
18 | 5 | 17:00 | 34.23 | 17:00 | 34.06
19 | 5 | 18:00 | 7.05 | 18:00 | 7.02
20 | 5 | 19:00 | 0 | 19:00 | 0
21 | 5 | 20:00 | 0 | 20:00 | 0
22 | 5 | 21:00 | 0 | 21:00 | 0
23 | 5 | 22:00 | 0 | 22:00 | 0
24 | 5 | 23:00 | 0 | 23:00 | 0
1 | 5 | 0:00 | 0 | 0:00 | 0
2 | 5 | 1:00 | 0 | 1:00 | 0
3 | 5 | 2:00 | 0 | 2:00 | 0
4 | 5 | 3:00 | 0 | 3:00 | 0
5 | 5 | 4:00 | 0 | 4:00 | 0
6 | 5 | 5:00 | 5.41 | 5:00 | 5.38
7 | 5 | 6:00 | 32.07 | 6:00 | 31.91
8 | 5 | 7:00 | 60.33 | 7:00 | 60.03
9 | 5 | 8:00 | 67.52 | 8:00 | 67.18
10 | 5 | 9:00 | 72.35 | 9:00 | 71.99
11 | 5 | 10:00 | 78.17 | 10:00 | 77.78
12 | 5 | 11:00 | 80.25 | 11:00 | 79.85
13 | 5 | 12:00 | 75.29 | 12:00 | 74.92
14 | 5 | 13:00 | 74.95 | 13:00 | 74.58
15 | 5 | 14:00 | 73.19 | 14:00 | 72.82
16 | 5 | 15:00 | 70.38 | 15:00 | 70.03
17 | 5 | 16:00 | 59.2 | 16:00 | 58.9
18 | 5 | 17:00 | 37.54 | 17:00 | 37.35
19 | 5 | 18:00 | 7.72 | 18:00 | 7.68
20 | 5 | 19:00 | 0 | 19:00 | 0
21 | 5 | 20:00 | 0 | 20:00 | 0
22 | 5 | 21:00 | 0 | 21:00 | 0
23 | 5 | 22:00 | 0 | 22:00 | 0
24 | 5 | 23:00 | 0 | 23:00 | 0
1 | 5 | 0:00 | 0 | 0:00 | 0
2 | 5 | 1:00 | 0 | 1:00 | 0
3 | 5 | 2:00 | 0 | 2:00 | 0
4 | 5 | 3:00 | 0 | 3:00 | 0
5 | 5 | 4:00 | 0 | 4:00 | 0
6 | 5 | 5:00 | 6.6 | 5:00 | 6.57
7 | 5 | 6:00 | 39.26 | 6:00 | 39.06
8 | 5 | 7:00 | 70.41 | 7:00 | 70.05
9 | 5 | 8:00 | 78.65 | 8:00 | 78.25
10 | 5 | 9:00 | 80.11 | 9:00 | 79.71
11 | 5 | 10:00 | 83.09 | 10:00 | 82.68
12 | 5 | 11:00 | 87.57 | 11:00 | 87.13
13 | 5 | 12:00 | 79.48 | 12:00 | 79.08
14 | 5 | 13:00 | 83.87 | 13:00 | 83.45
15 | 5 | 14:00 | 81.29 | 14:00 | 80.89
16 | 5 | 15:00 | 63.85 | 15:00 | 63.53
17 | 5 | 16:00 | 48.19 | 16:00 | 47.95
18 | 5 | 17:00 | 30.36 | 17:00 | 30.21
19 | 5 | 18:00 | 6.54 | 18:00 | 6.51
20 | 5 | 19:00 | 0 | 19:00 | 0
21 | 5 | 20:00 | 0 | 20:00 | 0
22 | 5 | 21:00 | 0 | 21:00 | 0
23 | 5 | 22:00 | 0 | 22:00 | 0
24 | 5 | 23:00 | 0 | 23:00 | 0
1 | 5 | 0:00 | 0 | 0:00 | 0
2 | 5 | 1:00 | 0 | 1:00 | 0
3 | 5 | 2:00 | 0 | 2:00 | 0
4 | 5 | 3:00 | 0 | 3:00 | 0
5 | 5 | 4:00 | 0 | 4:00 | 0
6 | 5 | 5:00 | 5.27 | 5:00 | 5.25
7 | 5 | 6:00 | 30.02 | 6:00 | 29.87
8 | 5 | 7:00 | 53.06 | 7:00 | 52.79
9 | 5 | 8:00 | 54.44 | 8:00 | 54.17
10 | 5 | 9:00 | 61.89 | 9:00 | 61.58
11 | 5 | 10:00 | 70.3 | 10:00 | 69.95
12 | 5 | 11:00 | 76.66 | 11:00 | 76.27
13 | 5 | 12:00 | 76.69 | 12:00 | 76.31
14 | 5 | 13:00 | 75.8 | 13:00 | 75.43
15 | 5 | 14:00 | 71.63 | 14:00 | 71.27
16 | 5 | 15:00 | 60.19 | 15:00 | 59.89
17 | 5 | 16:00 | 54.7 | 16:00 | 54.42
18 | 5 | 17:00 | 32.31 | 17:00 | 32.15
19 | 5 | 18:00 | 7.46 | 18:00 | 7.42
20 | 5 | 19:00 | 0 | 19:00 | 0
21 | 5 | 20:00 | 0 | 20:00 | 0
22 | 5 | 21:00 | 0 | 21:00 | 0
23 | 5 | 22:00 | 0 | 22:00 | 0
24 | 5 | 23:00 | 0 | 23:00 | 0
1 | 5 | 0:00 | 0 | 0:00 | 0
2 | 5 | 1:00 | 0 | 1:00 | 0
3 | 5 | 2:00 | 0 | 2:00 | 0
4 | 5 | 3:00 | 0 | 3:00 | 0
5 | 5 | 4:00 | 0 | 4:00 | 0
6 | 5 | 5:00 | 6.42 | 5:00 | 6.38
7 | 5 | 6:00 | 33.35 | 6:00 | 33.19
8 | 5 | 7:00 | 55.1 | 7:00 | 54.82
9 | 5 | 8:00 | 58.98 | 8:00 | 58.69
10 | 5 | 9:00 | 68.23 | 9:00 | 67.89
11 | 5 | 10:00 | 78.37 | 10:00 | 77.98
12 | 5 | 11:00 | 83.48 | 11:00 | 83.06
13 | 5 | 12:00 | 81.02 | 12:00 | 80.61
14 | 5 | 13:00 | 72.31 | 13:00 | 71.95
15 | 5 | 14:00 | 73.15 | 14:00 | 72.78
16 | 5 | 15:00 | 74.45 | 15:00 | 74.08
17 | 5 | 16:00 | 63.69 | 16:00 | 63.37
18 | 5 | 17:00 | 40.17 | 17:00 | 39.97
19 | 5 | 18:00 | 8.68 | 18:00 | 8.64
20 | 5 | 19:00 | 0 | 19:00 | 0
21 | 5 | 20:00 | 0 | 20:00 | 0
22 | 5 | 21:00 | 0 | 21:00 | 0
23 | 5 | 22:00 | 0 | 22:00 | 0
24 | 5 | 23:00 | 0 | 23:00 | 0
1 | 5 | 0:00 | 0 | 0:00 | 0
2 | 5 | 1:00 | 0 | 1:00 | 0
3 | 5 | 2:00 | 0 | 2:00 | 0
4 | 5 | 3:00 | 0 | 3:00 | 0
5 | 5 | 4:00 | 0 | 4:00 | 0
6 | 5 | 5:00 | 6.73 | 5:00 | 6.7
7 | 5 | 6:00 | 37.18 | 6:00 | 37
8 | 5 | 7:00 | 61.27 | 7:00 | 60.97
9 | 5 | 8:00 | 71.44 | 8:00 | 71.09
10 | 5 | 9:00 | 78.27 | 9:00 | 77.88
11 | 5 | 10:00 | 79.66 | 10:00 | 79.26
12 | 5 | 11:00 | 81.06 | 11:00 | 80.65
13 | 5 | 12:00 | 81.47 | 12:00 | 81.06
14 | 5 | 13:00 | 80.1 | 13:00 | 79.7
15 | 5 | 14:00 | 80.64 | 14:00 | 80.24
16 | 5 | 15:00 | 75.82 | 15:00 | 75.44
17 | 5 | 16:00 | 64.8 | 16:00 | 64.48
18 | 5 | 17:00 | 41.38 | 17:00 | 41.17
19 | 5 | 18:00 | 9.61 | 18:00 | 9.56
20 | 5 | 19:00 | 0 | 19:00 | 0
21 | 5 | 20:00 | 0 | 20:00 | 0
22 | 5 | 21:00 | 0 | 21:00 | 0
23 | 5 | 22:00 | 0 | 22:00 | 0
24 | 5 | 23:00 | 0 | 23:00 | 0
1 | 5 | 0:00 | 0 | 0:00 | 0
2 | 5 | 1:00 | 0 | 1:00 | 0
3 | 5 | 2:00 | 0 | 2:00 | 0
4 | 5 | 3:00 | 0 | 3:00 | 0
5 | 5 | 4:00 | 0 | 4:00 | 0
6 | 5 | 5:00 | 8.07 | 5:00 | 8.03
7 | 5 | 6:00 | 43.39 | 6:00 | 43.17
8 | 5 | 7:00 | 71.94 | 7:00 | 71.58
9 | 5 | 8:00 | 82.01 | 8:00 | 81.6
10 | 5 | 9:00 | 88.28 | 9:00 | 87.84
11 | 5 | 10:00 | 92.63 | 10:00 | 92.16
12 | 5 | 11:00 | 91.63 | 11:00 | 91.17
13 | 5 | 12:00 | 91.76 | 12:00 | 91.3
14 | 5 | 13:00 | 89.84 | 13:00 | 89.39
15 | 5 | 14:00 | 89.69 | 14:00 | 89.24
16 | 5 | 15:00 | 87.5 | 15:00 | 87.07
17 | 5 | 16:00 | 80.14 | 16:00 | 79.74
18 | 5 | 17:00 | 45.24 | 17:00 | 45.02
19 | 5 | 18:00 | 9.18 | 18:00 | 9.14
20 | 5 | 19:00 | 0 | 19:00 | 0
21 | 5 | 20:00 | 0 | 20:00 | 0
22 | 5 | 21:00 | 0 | 21:00 | 0
23 | 5 | 22:00 | 0 | 22:00 | 0
24 | 5 | 23:00 | 0 | 23:00 | 0
1 | 5 | 0:00 | 0 | 0:00 | 0
2 | 5 | 1:00 | 0 | 1:00 | 0
3 | 5 | 2:00 | 0 | 2:00 | 0
4 | 5 | 3:00 | 0 | 3:00 | 0
5 | 5 | 4:00 | 0 | 4:00 | 0
6 | 5 | 5:00 | 6.66 | 5:00 | 6.62
7 | 5 | 6:00 | 35.26 | 6:00 | 35.08
8 | 5 | 7:00 | 57 | 7:00 | 56.72
9 | 5 | 8:00 | 69.36 | 8:00 | 69.01
10 | 5 | 9:00 | 75.81 | 9:00 | 75.43
11 | 5 | 10:00 | 79.38 | 10:00 | 78.99
12 | 5 | 11:00 | 76.77 | 11:00 | 76.39
13 | 5 | 12:00 | 73.52 | 12:00 | 73.16
14 | 5 | 13:00 | 80.53 | 13:00 | 80.13
15 | 5 | 14:00 | 82.7 | 14:00 | 82.29
16 | 5 | 15:00 | 79.12 | 15:00 | 78.73
17 | 5 | 16:00 | 69.44 | 16:00 | 69.09
18 | 5 | 17:00 | 42.23 | 17:00 | 42.02
19 | 5 | 18:00 | 9.86 | 18:00 | 9.81
20 | 5 | 19:00 | 0 | 19:00 | 0
21 | 5 | 20:00 | 0 | 20:00 | 0
22 | 5 | 21:00 | 0 | 21:00 | 0
23 | 5 | 22:00 | 0 | 22:00 | 0
24 | 5 | 23:00 | 0 | 23:00 | 0
1 | 5 | 0:00 | 0 | 0:00 | 0
2 | 5 | 1:00 | 0 | 1:00 | 0
3 | 5 | 2:00 | 0 | 2:00 | 0
4 | 5 | 3:00 | 0 | 3:00 | 0
5 | 5 | 4:00 | 0 | 4:00 | 0
6 | 5 | 5:00 | 7.05 | 5:00 | 7.01
7 | 5 | 6:00 | 37.85 | 6:00 | 37.66
8 | 5 | 7:00 | 64.38 | 7:00 | 64.06
9 | 5 | 8:00 | 72.01 | 8:00 | 71.65
10 | 5 | 9:00 | 78.63 | 9:00 | 78.23
11 | 5 | 10:00 | 80.86 | 10:00 | 80.46
12 | 5 | 11:00 | 81.32 | 11:00 | 80.91
13 | 5 | 12:00 | 83.72 | 12:00 | 83.31
14 | 5 | 13:00 | 81.03 | 13:00 | 80.62
15 | 5 | 14:00 | 79.02 | 14:00 | 78.63
16 | 5 | 15:00 | 72.76 | 15:00 | 72.4
17 | 5 | 16:00 | 66.14 | 16:00 | 65.81
18 | 5 | 17:00 | 41.48 | 17:00 | 41.28
19 | 5 | 18:00 | 10.24 | 18:00 | 10.19
20 | 5 | 19:00 | 0 | 19:00 | 0
21 | 5 | 20:00 | 0 | 20:00 | 0
22 | 5 | 21:00 | 0 | 21:00 | 0
23 | 5 | 22:00 | 0 | 22:00 | 0
24 | 5 | 23:00 | 0 | 23:00 | 0
1 | 5 | 0:00 | 0 | 0:00 | 0
2 | 5 | 1:00 | 0 | 1:00 | 0
3 | 5 | 2:00 | 0 | 2:00 | 0
4 | 5 | 3:00 | 0 | 3:00 | 0
5 | 5 | 4:00 | 0 | 4:00 | 0
6 | 5 | 5:00 | 7.95 | 5:00 | 7.91
7 | 5 | 6:00 | 42.57 | 6:00 | 42.35
8 | 5 | 7:00 | 71.89 | 7:00 | 71.53
9 | 5 | 8:00 | 77.68 | 8:00 | 77.29
10 | 5 | 9:00 | 79.38 | 9:00 | 78.99
11 | 5 | 10:00 | 79.87 | 10:00 | 79.47
12 | 5 | 11:00 | 81.5 | 11:00 | 81.09
13 | 5 | 12:00 | 82.98 | 12:00 | 82.57
14 | 5 | 13:00 | 81.81 | 13:00 | 81.4
15 | 5 | 14:00 | 78.27 | 14:00 | 77.87
16 | 5 | 15:00 | 72.33 | 15:00 | 71.97
17 | 5 | 16:00 | 60.77 | 16:00 | 60.46
18 | 5 | 17:00 | 38.92 | 17:00 | 38.73
19 | 5 | 18:00 | 9.73 | 18:00 | 9.68
20 | 5 | 19:00 | 0 | 19:00 | 0
21 | 5 | 20:00 | 0 | 20:00 | 0
22 | 5 | 21:00 | 0 | 21:00 | 0
23 | 5 | 22:00 | 0 | 22:00 | 0
24 | 5 | 23:00 | 0 | 23:00 | 0
1 | 5 | 0:00 | 0 | 0:00 | 0
2 | 5 | 1:00 | 0 | 1:00 | 0
3 | 5 | 2:00 | 0 | 2:00 | 0
4 | 5 | 3:00 | 0 | 3:00 | 0
5 | 5 | 4:00 | 0 | 4:00 | 0
6 | 5 | 5:00 | 8.65 | 5:00 | 8.61
7 | 5 | 6:00 | 44.41 | 6:00 | 44.19
8 | 5 | 7:00 | 76.62 | 7:00 | 76.23
9 | 5 | 8:00 | 77.04 | 8:00 | 76.65
10 | 5 | 9:00 | 79.87 | 9:00 | 79.47
11 | 5 | 10:00 | 84.35 | 10:00 | 83.93
12 | 5 | 11:00 | 85.58 | 11:00 | 85.16
13 | 5 | 12:00 | 83.67 | 12:00 | 83.25
14 | 5 | 13:00 | 85.5 | 13:00 | 85.07
15 | 5 | 14:00 | 83.72 | 14:00 | 83.3
16 | 5 | 15:00 | 76.18 | 15:00 | 75.8
17 | 5 | 16:00 | 67.88 | 16:00 | 67.54
18 | 5 | 17:00 | 39.41 | 17:00 | 39.21
19 | 5 | 18:00 | 10.01 | 18:00 | 9.96
20 | 5 | 19:00 | 0 | 19:00 | 0
21 | 5 | 20:00 | 0 | 20:00 | 0
22 | 5 | 21:00 | 0 | 21:00 | 0
23 | 5 | 22:00 | 0 | 22:00 | 0
24 | 5 | 23:00 | 0 | 23:00 | 0
1 | 5 | 0:00 | 0 | 0:00 | 0
2 | 5 | 1:00 | 0 | 1:00 | 0
3 | 5 | 2:00 | 0 | 2:00 | 0
4 | 5 | 3:00 | 0 | 3:00 | 0
5 | 5 | 4:00 | 0 | 4:00 | 0
6 | 5 | 5:00 | 8.72 | 5:00 | 8.68
7 | 5 | 6:00 | 43.79 | 6:00 | 43.57
8 | 5 | 7:00 | 70.02 | 7:00 | 69.67
9 | 5 | 8:00 | 74.45 | 8:00 | 74.08
10 | 5 | 9:00 | 76.52 | 9:00 | 76.13
11 | 5 | 10:00 | 79.71 | 10:00 | 79.31
12 | 5 | 11:00 | 79.63 | 11:00 | 79.23
13 | 5 | 12:00 | 84 | 12:00 | 83.58
14 | 5 | 13:00 | 80.56 | 13:00 | 80.16
15 | 5 | 14:00 | 68.32 | 14:00 | 67.98
16 | 5 | 15:00 | 59.65 | 15:00 | 59.35
17 | 5 | 16:00 | 47.7 | 16:00 | 47.46
18 | 5 | 17:00 | 31.65 | 17:00 | 31.49
19 | 5 | 18:00 | 7.14 | 18:00 | 7.1
20 | 5 | 19:00 | 0 | 19:00 | 0
21 | 5 | 20:00 | 0 | 20:00 | 0
22 | 5 | 21:00 | 0 | 21:00 | 0
23 | 5 | 22:00 | 0 | 22:00 | 0
24 | 5 | 23:00 | 0 | 23:00 | 0
1 | 5 | 0:00 | 0 | 0:00 | 0
2 | 5 | 1:00 | 0 | 1:00 | 0
3 | 5 | 2:00 | 0 | 2:00 | 0
4 | 5 | 3:00 | 0 | 3:00 | 0
5 | 5 | 4:00 | 0 | 4:00 | 0
6 | 5 | 5:00 | 7.53 | 5:00 | 7.49
7 | 5 | 6:00 | 36.95 | 6:00 | 36.77
8 | 5 | 7:00 | 55.94 | 7:00 | 55.66
9 | 5 | 8:00 | 59.72 | 8:00 | 59.42
10 | 5 | 9:00 | 74.4 | 9:00 | 74.03
11 | 5 | 10:00 | 81.51 | 10:00 | 81.1
12 | 5 | 11:00 | 87.04 | 11:00 | 86.6
13 | 5 | 12:00 | 81.55 | 12:00 | 81.14
14 | 5 | 13:00 | 81.05 | 13:00 | 80.64
15 | 5 | 14:00 | 80.27 | 14:00 | 79.87
16 | 5 | 15:00 | 74.57 | 15:00 | 74.2
17 | 5 | 16:00 | 56.89 | 16:00 | 56.6
18 | 5 | 17:00 | 32.08 | 17:00 | 31.92
19 | 5 | 18:00 | 7.69 | 18:00 | 7.65
20 | 5 | 19:00 | 0 | 19:00 | 0
21 | 5 | 20:00 | 0 | 20:00 | 0
22 | 5 | 21:00 | 0 | 21:00 | 0
23 | 5 | 22:00 | 0 | 22:00 | 0
24 | 5 | 23:00 | 0 | 23:00 | 0
1 | 5 | 0:00 | 0 | 0:00 | 0
2 | 5 | 1:00 | 0 | 1:00 | 0
3 | 5 | 2:00 | 0 | 2:00 | 0
4 | 5 | 3:00 | 0 | 3:00 | 0
5 | 5 | 4:00 | 0 | 4:00 | 0
6 | 5 | 5:00 | 6.79 | 5:00 | 6.75
7 | 5 | 6:00 | 33.74 | 6:00 | 33.57
8 | 5 | 7:00 | 52.11 | 7:00 | 51.85
9 | 5 | 8:00 | 67.13 | 8:00 | 66.79
10 | 5 | 9:00 | 79.5 | 9:00 | 79.1
11 | 5 | 10:00 | 83.08 | 10:00 | 82.67
12 | 5 | 11:00 | 84.06 | 11:00 | 83.64
13 | 5 | 12:00 | 84.11 | 12:00 | 83.69
14 | 5 | 13:00 | 79.38 | 13:00 | 78.99
15 | 5 | 14:00 | 75.14 | 14:00 | 74.76
16 | 5 | 15:00 | 68.27 | 15:00 | 67.93
17 | 5 | 16:00 | 59.52 | 16:00 | 59.23
18 | 5 | 17:00 | 37.77 | 17:00 | 37.59
19 | 5 | 18:00 | 8.87 | 18:00 | 8.82
20 | 5 | 19:00 | 0 | 19:00 | 0
21 | 5 | 20:00 | 0 | 20:00 | 0
22 | 5 | 21:00 | 0 | 21:00 | 0
23 | 5 | 22:00 | 0 | 22:00 | 0
24 | 5 | 23:00 | 0 | 23:00 | 0
1 | 5 | 0:00 | 0 | 0:00 | 0
2 | 5 | 1:00 | 0 | 1:00 | 0
3 | 5 | 2:00 | 0 | 2:00 | 0
4 | 5 | 3:00 | 0 | 3:00 | 0
5 | 5 | 4:00 | 0 | 4:00 | 0
6 | 5 | 5:00 | 6.64 | 5:00 | 6.6
7 | 5 | 6:00 | 32.4 | 6:00 | 32.23
8 | 5 | 7:00 | 59.01 | 7:00 | 58.72
9 | 5 | 8:00 | 69.34 | 8:00 | 68.99
10 | 5 | 9:00 | 74.93 | 9:00 | 74.56
11 | 5 | 10:00 | 83.41 | 10:00 | 83
12 | 5 | 11:00 | 81.06 | 11:00 | 80.66
13 | 5 | 12:00 | 82.2 | 12:00 | 81.79
14 | 5 | 13:00 | 76.82 | 13:00 | 76.43
15 | 5 | 14:00 | 67.53 | 14:00 | 67.19
16 | 5 | 15:00 | 58.52 | 15:00 | 58.23
17 | 5 | 16:00 | 47.95 | 16:00 | 47.71
18 | 5 | 17:00 | 29.49 | 17:00 | 29.35
19 | 5 | 18:00 | 8.02 | 18:00 | 7.98
20 | 5 | 19:00 | 0 | 19:00 | 0
21 | 5 | 20:00 | 0 | 20:00 | 0
22 | 5 | 21:00 | 0 | 21:00 | 0
23 | 5 | 22:00 | 0 | 22:00 | 0
24 | 5 | 23:00 | 0 | 23:00 | 0
1 | 5 | 0:00 | 0 | 0:00 | 0
2 | 5 | 1:00 | 0 | 1:00 | 0
3 | 5 | 2:00 | 0 | 2:00 | 0
4 | 5 | 3:00 | 0 | 3:00 | 0
5 | 5 | 4:00 | 0 | 4:00 | 0
6 | 5 | 5:00 | 7.34 | 5:00 | 7.3
7 | 5 | 6:00 | 33.88 | 6:00 | 33.71
8 | 5 | 7:00 | 54.17 | 7:00 | 53.9
9 | 5 | 8:00 | 64.27 | 8:00 | 63.95
10 | 5 | 9:00 | 73.18 | 9:00 | 72.81
11 | 5 | 10:00 | 81.65 | 10:00 | 81.24
12 | 5 | 11:00 | 84.62 | 11:00 | 84.2
13 | 5 | 12:00 | 81.76 | 12:00 | 81.35
14 | 5 | 13:00 | 83.79 | 13:00 | 83.37
15 | 5 | 14:00 | 80.86 | 14:00 | 80.46
16 | 5 | 15:00 | 72.37 | 15:00 | 72.01
17 | 5 | 16:00 | 59.36 | 16:00 | 59.06
18 | 5 | 17:00 | 36.85 | 17:00 | 36.66
19 | 5 | 18:00 | 10.52 | 18:00 | 10.47
20 | 5 | 19:00 | 0 | 19:00 | 0
21 | 5 | 20:00 | 0 | 20:00 | 0
22 | 5 | 21:00 | 0 | 21:00 | 0
23 | 5 | 22:00 | 0 | 22:00 | 0
24 | 5 | 23:00 | 0 | 23:00 | 0
1 | 5 | 0:00 | 0 | 0:00 | 0
2 | 5 | 1:00 | 0 | 1:00 | 0
3 | 5 | 2:00 | 0 | 2:00 | 0
4 | 5 | 3:00 | 0 | 3:00 | 0
5 | 5 | 4:00 | 0 | 4:00 | 0
6 | 5 | 5:00 | 8.33 | 5:00 | 8.29
7 | 5 | 6:00 | 38.42 | 6:00 | 38.23
8 | 5 | 7:00 | 58.08 | 7:00 | 57.79
9 | 5 | 8:00 | 70.47 | 8:00 | 70.11
10 | 5 | 9:00 | 76.16 | 9:00 | 75.78
11 | 5 | 10:00 | 78.32 | 10:00 | 77.93
12 | 5 | 11:00 | 80.5 | 11:00 | 80.09
13 | 5 | 12:00 | 80.53 | 12:00 | 80.13
14 | 5 | 13:00 | 74.38 | 13:00 | 74.01
15 | 5 | 14:00 | 65.77 | 14:00 | 65.44
16 | 5 | 15:00 | 58.58 | 15:00 | 58.29
17 | 5 | 16:00 | 50.34 | 16:00 | 50.09
18 | 5 | 17:00 | 29.98 | 17:00 | 29.83
19 | 5 | 18:00 | 7.87 | 18:00 | 7.83
20 | 5 | 19:00 | 0 | 19:00 | 0
21 | 5 | 20:00 | 0 | 20:00 | 0
22 | 5 | 21:00 | 0 | 21:00 | 0
23 | 5 | 22:00 | 0 | 22:00 | 0
24 | 5 | 23:00 | 0 | 23:00 | 0
1 | 5 | 0:00 | 0 | 0:00 | 0
2 | 5 | 1:00 | 0 | 1:00 | 0
3 | 5 | 2:00 | 0 | 2:00 | 0
4 | 5 | 3:00 | 0 | 3:00 | 0
5 | 5 | 4:00 | 0 | 4:00 | 0
6 | 5 | 5:00 | 5.98 | 5:00 | 5.95
7 | 5 | 6:00 | 27.12 | 6:00 | 26.98
8 | 5 | 7:00 | 42.79 | 7:00 | 42.58
9 | 5 | 8:00 | 54.82 | 8:00 | 54.54
10 | 5 | 9:00 | 68.92 | 9:00 | 68.57
11 | 5 | 10:00 | 72.6 | 10:00 | 72.24
12 | 5 | 11:00 | 80.85 | 11:00 | 80.44
13 | 5 | 12:00 | 78.55 | 12:00 | 78.15
14 | 5 | 13:00 | 81.02 | 13:00 | 80.62
15 | 5 | 14:00 | 76.59 | 14:00 | 76.21
16 | 5 | 15:00 | 73.89 | 15:00 | 73.52
17 | 5 | 16:00 | 65.01 | 16:00 | 64.69
18 | 5 | 17:00 | 38.11 | 17:00 | 37.92
19 | 5 | 18:00 | 10.14 | 18:00 | 10.09
20 | 5 | 19:00 | 0 | 19:00 | 0
21 | 5 | 20:00 | 0 | 20:00 | 0
22 | 5 | 21:00 | 0 | 21:00 | 0
23 | 5 | 22:00 | 0 | 22:00 | 0
24 | 5 | 23:00 | 0 | 23:00 | 0
1 | 5 | 0:00 | 0 | 0:00 | 0
2 | 5 | 1:00 | 0 | 1:00 | 0
3 | 5 | 2:00 | 0 | 2:00 | 0
4 | 5 | 3:00 | 0 | 3:00 | 0
5 | 5 | 4:00 | 0 | 4:00 | 0
6 | 5 | 5:00 | 7.73 | 5:00 | 7.69
7 | 5 | 6:00 | 34.4 | 6:00 | 34.23
8 | 5 | 7:00 | 60.57 | 7:00 | 60.27
9 | 5 | 8:00 | 70.18 | 8:00 | 69.83
10 | 5 | 9:00 | 70.21 | 9:00 | 69.86
11 | 5 | 10:00 | 78.24 | 10:00 | 77.85
12 | 5 | 11:00 | 84.02 | 11:00 | 83.6
13 | 5 | 12:00 | 81 | 12:00 | 80.59
14 | 5 | 13:00 | 82.26 | 13:00 | 81.85
15 | 5 | 14:00 | 79.71 | 14:00 | 79.32
16 | 5 | 15:00 | 72.96 | 15:00 | 72.6
17 | 5 | 16:00 | 61.78 | 16:00 | 61.47
18 | 5 | 17:00 | 44.75 | 17:00 | 44.52
19 | 5 | 18:00 | 10.97 | 18:00 | 10.91
20 | 5 | 19:00 | 0 | 19:00 | 0
21 | 5 | 20:00 | 0 | 20:00 | 0
22 | 5 | 21:00 | 0 | 21:00 | 0
23 | 5 | 22:00 | 0 | 22:00 | 0
24 | 5 | 23:00 | 0 | 23:00 | 0
1 | 5 | 0:00 | 0 | 0:00 | 0
2 | 5 | 1:00 | 0 | 1:00 | 0
3 | 5 | 2:00 | 0 | 2:00 | 0
4 | 5 | 3:00 | 0 | 3:00 | 0
5 | 5 | 4:00 | 0 | 4:00 | 0
6 | 5 | 5:00 | 8.53 | 5:00 | 8.49
7 | 5 | 6:00 | 37.05 | 6:00 | 36.86
8 | 5 | 7:00 | 60.34 | 7:00 | 60.04
9 | 5 | 8:00 | 66.99 | 8:00 | 66.66
10 | 5 | 9:00 | 75 | 9:00 | 74.62
11 | 5 | 10:00 | 79.27 | 10:00 | 78.87
12 | 5 | 11:00 | 83.64 | 11:00 | 83.22
13 | 5 | 12:00 | 83.92 | 12:00 | 83.5
14 | 5 | 13:00 | 78.55 | 13:00 | 78.15
15 | 5 | 14:00 | 78.84 | 14:00 | 78.45
16 | 5 | 15:00 | 72.75 | 15:00 | 72.39
17 | 5 | 16:00 | 60.98 | 16:00 | 60.67
18 | 5 | 17:00 | 42.26 | 17:00 | 42.05
19 | 5 | 18:00 | 11.82 | 18:00 | 11.76
20 | 5 | 19:00 | 0 | 19:00 | 0
21 | 5 | 20:00 | 0 | 20:00 | 0
22 | 5 | 21:00 | 0 | 21:00 | 0
23 | 5 | 22:00 | 0 | 22:00 | 0
24 | 5 | 23:00 | 0 | 23:00 | 0
1 | 5 | 0:00 | 0 | 0:00 | 0
2 | 5 | 1:00 | 0 | 1:00 | 0
3 | 5 | 2:00 | 0 | 2:00 | 0
4 | 5 | 3:00 | 0 | 3:00 | 0
5 | 5 | 4:00 | 0 | 4:00 | 0
6 | 5 | 5:00 | 6.16 | 5:00 | 6.13
7 | 5 | 6:00 | 27.92 | 6:00 | 27.78
8 | 5 | 7:00 | 55.79 | 7:00 | 55.51
9 | 5 | 8:00 | 69.27 | 8:00 | 68.92
10 | 5 | 9:00 | 80.39 | 9:00 | 79.99
11 | 5 | 10:00 | 86.05 | 10:00 | 85.62
12 | 5 | 11:00 | 83.82 | 11:00 | 83.4
13 | 5 | 12:00 | 89.2 | 12:00 | 88.75
14 | 5 | 13:00 | 88.83 | 13:00 | 88.38
15 | 5 | 14:00 | 85.06 | 14:00 | 84.63
16 | 5 | 15:00 | 80.71 | 15:00 | 80.31
17 | 5 | 16:00 | 68.26 | 16:00 | 67.92
18 | 5 | 17:00 | 41.13 | 17:00 | 40.92
19 | 5 | 18:00 | 12.09 | 18:00 | 12.03
20 | 5 | 19:00 | 0 | 19:00 | 0
21 | 5 | 20:00 | 0 | 20:00 | 0
22 | 5 | 21:00 | 0 | 21:00 | 0
23 | 5 | 22:00 | 0 | 22:00 | 0
24 | 5 | 23:00 | 0 | 23:00 | 0
1 | 6 | 0:00 | 0 | 0:00 | 0
2 | 6 | 1:00 | 0 | 1:00 | 0
3 | 6 | 2:00 | 0 | 2:00 | 0
4 | 6 | 3:00 | 0 | 3:00 | 0
5 | 6 | 4:00 | 0 | 4:00 | 0
6 | 6 | 5:00 | 9.5 | 5:00 | 9.46
7 | 6 | 6:00 | 39.18 | 6:00 | 38.99
8 | 6 | 7:00 | 58.1 | 7:00 | 57.81
9 | 6 | 8:00 | 71.87 | 8:00 | 71.51
10 | 6 | 9:00 | 84.19 | 9:00 | 83.77
11 | 6 | 10:00 | 90.38 | 10:00 | 89.93
12 | 6 | 11:00 | 90.46 | 11:00 | 90.01
13 | 6 | 12:00 | 90.82 | 12:00 | 90.37
14 | 6 | 13:00 | 88.88 | 13:00 | 88.43
15 | 6 | 14:00 | 84.48 | 14:00 | 84.06
16 | 6 | 15:00 | 76.03 | 15:00 | 75.65
17 | 6 | 16:00 | 63.74 | 16:00 | 63.42
18 | 6 | 17:00 | 44.76 | 17:00 | 44.54
19 | 6 | 18:00 | 13.19 | 18:00 | 13.12
20 | 6 | 19:00 | 0 | 19:00 | 0
21 | 6 | 20:00 | 0 | 20:00 | 0
22 | 6 | 21:00 | 0 | 21:00 | 0
23 | 6 | 22:00 | 0 | 22:00 | 0
24 | 6 | 23:00 | 0 | 23:00 | 0
1 | 6 | 0:00 | 0 | 0:00 | 0
2 | 6 | 1:00 | 0 | 1:00 | 0
3 | 6 | 2:00 | 0 | 2:00 | 0
4 | 6 | 3:00 | 0 | 3:00 | 0
5 | 6 | 4:00 | 0 | 4:00 | 0
6 | 6 | 5:00 | 8.52 | 5:00 | 8.48
7 | 6 | 6:00 | 37.76 | 6:00 | 37.57
8 | 6 | 7:00 | 58.77 | 7:00 | 58.47
9 | 6 | 8:00 | 68.01 | 8:00 | 67.67
10 | 6 | 9:00 | 72.94 | 9:00 | 72.57
11 | 6 | 10:00 | 80.44 | 10:00 | 80.04
12 | 6 | 11:00 | 80.99 | 11:00 | 80.58
13 | 6 | 12:00 | 81.24 | 12:00 | 80.83
14 | 6 | 13:00 | 82.02 | 13:00 | 81.61
15 | 6 | 14:00 | 79.52 | 14:00 | 79.12
16 | 6 | 15:00 | 73.47 | 15:00 | 73.11
17 | 6 | 16:00 | 60.63 | 16:00 | 60.33
18 | 6 | 17:00 | 39.75 | 17:00 | 39.55
19 | 6 | 18:00 | 12.03 | 18:00 | 11.97
20 | 6 | 19:00 | 0 | 19:00 | 0
21 | 6 | 20:00 | 0 | 20:00 | 0
22 | 6 | 21:00 | 0 | 21:00 | 0
23 | 6 | 22:00 | 0 | 22:00 | 0
24 | 6 | 23:00 | 0 | 23:00 | 0
1 | 6 | 0:00 | 0 | 0:00 | 0
2 | 6 | 1:00 | 0 | 1:00 | 0
3 | 6 | 2:00 | 0 | 2:00 | 0
4 | 6 | 3:00 | 0 | 3:00 | 0
5 | 6 | 4:00 | 0 | 4:00 | 0
6 | 6 | 5:00 | 11.15 | 5:00 | 11.09
7 | 6 | 6:00 | 47.35 | 6:00 | 47.12
8 | 6 | 7:00 | 72.47 | 7:00 | 72.11
9 | 6 | 8:00 | 76.87 | 8:00 | 76.49
10 | 6 | 9:00 | 80.88 | 9:00 | 80.48
11 | 6 | 10:00 | 86.64 | 10:00 | 86.21
12 | 6 | 11:00 | 90.14 | 11:00 | 89.69
13 | 6 | 12:00 | 88.81 | 12:00 | 88.36
14 | 6 | 13:00 | 89.65 | 13:00 | 89.2
15 | 6 | 14:00 | 86.01 | 14:00 | 85.58
16 | 6 | 15:00 | 84.33 | 15:00 | 83.91
17 | 6 | 16:00 | 69.12 | 16:00 | 68.77
18 | 6 | 17:00 | 45.2 | 17:00 | 44.97
19 | 6 | 18:00 | 14.2 | 18:00 | 14.13
20 | 6 | 19:00 | 0 | 19:00 | 0
21 | 6 | 20:00 | 0 | 20:00 | 0
22 | 6 | 21:00 | 0 | 21:00 | 0
23 | 6 | 22:00 | 0 | 22:00 | 0
24 | 6 | 23:00 | 0 | 23:00 | 0
1 | 6 | 0:00 | 0 | 0:00 | 0
2 | 6 | 1:00 | 0 | 1:00 | 0
3 | 6 | 2:00 | 0 | 2:00 | 0
4 | 6 | 3:00 | 0 | 3:00 | 0
5 | 6 | 4:00 | 0 | 4:00 | 0
6 | 6 | 5:00 | 10.63 | 5:00 | 10.58
7 | 6 | 6:00 | 47.1 | 6:00 | 46.87
8 | 6 | 7:00 | 74.28 | 7:00 | 73.91
9 | 6 | 8:00 | 81.04 | 8:00 | 80.63
10 | 6 | 9:00 | 85.5 | 9:00 | 85.08
11 | 6 | 10:00 | 87.21 | 10:00 | 86.78
12 | 6 | 11:00 | 83.97 | 11:00 | 83.56
13 | 6 | 12:00 | 80.68 | 12:00 | 80.28
14 | 6 | 13:00 | 80.67 | 13:00 | 80.27
15 | 6 | 14:00 | 77.66 | 14:00 | 77.27
16 | 6 | 15:00 | 76.74 | 15:00 | 76.35
17 | 6 | 16:00 | 65.73 | 16:00 | 65.4
18 | 6 | 17:00 | 47.36 | 17:00 | 47.12
19 | 6 | 18:00 | 14.76 | 18:00 | 14.68
20 | 6 | 19:00 | 0 | 19:00 | 0
21 | 6 | 20:00 | 0 | 20:00 | 0
22 | 6 | 21:00 | 0 | 21:00 | 0
23 | 6 | 22:00 | 0 | 22:00 | 0
24 | 6 | 23:00 | 0 | 23:00 | 0
1 | 6 | 0:00 | 0 | 0:00 | 0
2 | 6 | 1:00 | 0 | 1:00 | 0
3 | 6 | 2:00 | 0 | 2:00 | 0
4 | 6 | 3:00 | 0 | 3:00 | 0
5 | 6 | 4:00 | 0 | 4:00 | 0
6 | 6 | 5:00 | 10.86 | 5:00 | 10.8
7 | 6 | 6:00 | 49.17 | 6:00 | 48.93
8 | 6 | 7:00 | 73.21 | 7:00 | 72.85
9 | 6 | 8:00 | 79.39 | 8:00 | 79
10 | 6 | 9:00 | 86.81 | 9:00 | 86.37
11 | 6 | 10:00 | 90.8 | 10:00 | 90.34
12 | 6 | 11:00 | 90.72 | 11:00 | 90.26
13 | 6 | 12:00 | 93.29 | 12:00 | 92.83
14 | 6 | 13:00 | 90.5 | 13:00 | 90.05
15 | 6 | 14:00 | 92.94 | 14:00 | 92.48
16 | 6 | 15:00 | 90.58 | 15:00 | 90.13
17 | 6 | 16:00 | 77.21 | 16:00 | 76.82
18 | 6 | 17:00 | 54.77 | 17:00 | 54.5
19 | 6 | 18:00 | 16.22 | 18:00 | 16.14
20 | 6 | 19:00 | 0 | 19:00 | 0
21 | 6 | 20:00 | 0 | 20:00 | 0
22 | 6 | 21:00 | 0 | 21:00 | 0
23 | 6 | 22:00 | 0 | 22:00 | 0
24 | 6 | 23:00 | 0 | 23:00 | 0
1 | 6 | 0:00 | 0 | 0:00 | 0
2 | 6 | 1:00 | 0 | 1:00 | 0
3 | 6 | 2:00 | 0 | 2:00 | 0
4 | 6 | 3:00 | 0 | 3:00 | 0
5 | 6 | 4:00 | 0 | 4:00 | 0
6 | 6 | 5:00 | 10.66 | 5:00 | 10.61
7 | 6 | 6:00 | 43.92 | 6:00 | 43.7
8 | 6 | 7:00 | 70.84 | 7:00 | 70.49
9 | 6 | 8:00 | 77.48 | 8:00 | 77.09
10 | 6 | 9:00 | 85.09 | 9:00 | 84.66
11 | 6 | 10:00 | 88.01 | 10:00 | 87.57
12 | 6 | 11:00 | 90.14 | 11:00 | 89.69
13 | 6 | 12:00 | 86.19 | 12:00 | 85.76
14 | 6 | 13:00 | 88.68 | 13:00 | 88.24
15 | 6 | 14:00 | 83.31 | 14:00 | 82.9
16 | 6 | 15:00 | 78.6 | 15:00 | 78.2
17 | 6 | 16:00 | 70.18 | 16:00 | 69.83
18 | 6 | 17:00 | 51.21 | 17:00 | 50.96
19 | 6 | 18:00 | 14.96 | 18:00 | 14.89
20 | 6 | 19:00 | 0 | 19:00 | 0
21 | 6 | 20:00 | 0 | 20:00 | 0
22 | 6 | 21:00 | 0 | 21:00 | 0
23 | 6 | 22:00 | 0 | 22:00 | 0
24 | 6 | 23:00 | 0 | 23:00 | 0
1 | 6 | 0:00 | 0 | 0:00 | 0
2 | 6 | 1:00 | 0 | 1:00 | 0
3 | 6 | 2:00 | 0 | 2:00 | 0
4 | 6 | 3:00 | 0 | 3:00 | 0
5 | 6 | 4:00 | 0 | 4:00 | 0
6 | 6 | 5:00 | 9.97 | 5:00 | 9.92
7 | 6 | 6:00 | 43.08 | 6:00 | 42.87
8 | 6 | 7:00 | 65.24 | 7:00 | 64.92
9 | 6 | 8:00 | 75.38 | 8:00 | 75
10 | 6 | 9:00 | 77.41 | 9:00 | 77.02
11 | 6 | 10:00 | 79.53 | 10:00 | 79.13
12 | 6 | 11:00 | 87.52 | 11:00 | 87.09
13 | 6 | 12:00 | 82.53 | 12:00 | 82.12
14 | 6 | 13:00 | 80.04 | 13:00 | 79.64
15 | 6 | 14:00 | 81.21 | 14:00 | 80.81
16 | 6 | 15:00 | 74.23 | 15:00 | 73.86
17 | 6 | 16:00 | 62.9 | 16:00 | 62.59
18 | 6 | 17:00 | 44.85 | 17:00 | 44.63
19 | 6 | 18:00 | 13.67 | 18:00 | 13.6
20 | 6 | 19:00 | 0 | 19:00 | 0
21 | 6 | 20:00 | 0 | 20:00 | 0
22 | 6 | 21:00 | 0 | 21:00 | 0
23 | 6 | 22:00 | 0 | 22:00 | 0
24 | 6 | 23:00 | 0 | 23:00 | 0
1 | 6 | 0:00 | 0 | 0:00 | 0
2 | 6 | 1:00 | 0 | 1:00 | 0
3 | 6 | 2:00 | 0 | 2:00 | 0
4 | 6 | 3:00 | 0 | 3:00 | 0
5 | 6 | 4:00 | 0 | 4:00 | 0
6 | 6 | 5:00 | 9.35 | 5:00 | 9.3
7 | 6 | 6:00 | 37.81 | 6:00 | 37.62
8 | 6 | 7:00 | 65.53 | 7:00 | 65.2
9 | 6 | 8:00 | 73.81 | 8:00 | 73.45
10 | 6 | 9:00 | 78.67 | 9:00 | 78.27
11 | 6 | 10:00 | 82.11 | 10:00 | 81.7
12 | 6 | 11:00 | 86.79 | 11:00 | 86.36
13 | 6 | 12:00 | 90.35 | 12:00 | 89.9
14 | 6 | 13:00 | 91.27 | 13:00 | 90.82
15 | 6 | 14:00 | 82.73 | 14:00 | 82.32
16 | 6 | 15:00 | 73.64 | 15:00 | 73.27
17 | 6 | 16:00 | 65.73 | 16:00 | 65.4
18 | 6 | 17:00 | 48.27 | 17:00 | 48.03
19 | 6 | 18:00 | 14.05 | 18:00 | 13.98
20 | 6 | 19:00 | 0 | 19:00 | 0
21 | 6 | 20:00 | 0 | 20:00 | 0
22 | 6 | 21:00 | 0 | 21:00 | 0
23 | 6 | 22:00 | 0 | 22:00 | 0
24 | 6 | 23:00 | 0 | 23:00 | 0
1 | 6 | 0:00 | 0 | 0:00 | 0
2 | 6 | 1:00 | 0 | 1:00 | 0
3 | 6 | 2:00 | 0 | 2:00 | 0
4 | 6 | 3:00 | 0 | 3:00 | 0
5 | 6 | 4:00 | 0 | 4:00 | 0
6 | 6 | 5:00 | 9.09 | 5:00 | 9.05
7 | 6 | 6:00 | 40.34 | 6:00 | 40.14
8 | 6 | 7:00 | 67.76 | 7:00 | 67.42
9 | 6 | 8:00 | 73.34 | 8:00 | 72.97
10 | 6 | 9:00 | 77.92 | 9:00 | 77.53
11 | 6 | 10:00 | 82.59 | 10:00 | 82.18
12 | 6 | 11:00 | 83.89 | 11:00 | 83.47
13 | 6 | 12:00 | 84.99 | 12:00 | 84.56
14 | 6 | 13:00 | 85.21 | 13:00 | 84.78
15 | 6 | 14:00 | 81 | 14:00 | 80.6
16 | 6 | 15:00 | 70.05 | 15:00 | 69.7
17 | 6 | 16:00 | 66.43 | 16:00 | 66.1
18 | 6 | 17:00 | 46.78 | 17:00 | 46.55
19 | 6 | 18:00 | 12.87 | 18:00 | 12.8
20 | 6 | 19:00 | 0 | 19:00 | 0
21 | 6 | 20:00 | 0 | 20:00 | 0
22 | 6 | 21:00 | 0 | 21:00 | 0
23 | 6 | 22:00 | 0 | 22:00 | 0
24 | 6 | 23:00 | 0 | 23:00 | 0
1 | 6 | 0:00 | 0 | 0:00 | 0
2 | 6 | 1:00 | 0 | 1:00 | 0
3 | 6 | 2:00 | 0 | 2:00 | 0
4 | 6 | 3:00 | 0 | 3:00 | 0
5 | 6 | 4:00 | 0 | 4:00 | 0
6 | 6 | 5:00 | 8.86 | 5:00 | 8.82
7 | 6 | 6:00 | 37.83 | 6:00 | 37.64
8 | 6 | 7:00 | 64.09 | 7:00 | 63.77
9 | 6 | 8:00 | 76.28 | 8:00 | 75.9
10 | 6 | 9:00 | 81.56 | 9:00 | 81.16
11 | 6 | 10:00 | 87.18 | 10:00 | 86.74
12 | 6 | 11:00 | 89.76 | 11:00 | 89.31
13 | 6 | 12:00 | 87.78 | 12:00 | 87.34
14 | 6 | 13:00 | 86.36 | 13:00 | 85.93
15 | 6 | 14:00 | 83.59 | 14:00 | 83.17
16 | 6 | 15:00 | 71.68 | 15:00 | 71.32
17 | 6 | 16:00 | 62.21 | 16:00 | 61.9
18 | 6 | 17:00 | 47.73 | 17:00 | 47.49
19 | 6 | 18:00 | 15.28 | 18:00 | 15.2
20 | 6 | 19:00 | 0 | 19:00 | 0
21 | 6 | 20:00 | 0 | 20:00 | 0
22 | 6 | 21:00 | 0 | 21:00 | 0
23 | 6 | 22:00 | 0 | 22:00 | 0
24 | 6 | 23:00 | 0 | 23:00 | 0
1 | 6 | 0:00 | 0 | 0:00 | 0
2 | 6 | 1:00 | 0 | 1:00 | 0
3 | 6 | 2:00 | 0 | 2:00 | 0
4 | 6 | 3:00 | 0 | 3:00 | 0
5 | 6 | 4:00 | 0 | 4:00 | 0
6 | 6 | 5:00 | 10.71 | 5:00 | 10.65
7 | 6 | 6:00 | 48.81 | 6:00 | 48.57
8 | 6 | 7:00 | 81.87 | 7:00 | 81.46
9 | 6 | 8:00 | 94.18 | 8:00 | 93.7
10 | 6 | 9:00 | 94.82 | 9:00 | 94.35
11 | 6 | 10:00 | 94.36 | 10:00 | 93.89
12 | 6 | 11:00 | 94.17 | 11:00 | 93.7
13 | 6 | 12:00 | 92.5 | 12:00 | 92.04
14 | 6 | 13:00 | 89.71 | 13:00 | 89.26
15 | 6 | 14:00 | 88.02 | 14:00 | 87.58
16 | 6 | 15:00 | 78.04 | 15:00 | 77.65
17 | 6 | 16:00 | 68.92 | 16:00 | 68.57
18 | 6 | 17:00 | 49.05 | 17:00 | 48.8
19 | 6 | 18:00 | 17.85 | 18:00 | 17.76
20 | 6 | 19:00 | 0 | 19:00 | 0
21 | 6 | 20:00 | 0 | 20:00 | 0
22 | 6 | 21:00 | 0 | 21:00 | 0
23 | 6 | 22:00 | 0 | 22:00 | 0
24 | 6 | 23:00 | 0 | 23:00 | 0
1 | 6 | 0:00 | 0 | 0:00 | 0
2 | 6 | 1:00 | 0 | 1:00 | 0
3 | 6 | 2:00 | 0 | 2:00 | 0
4 | 6 | 3:00 | 0 | 3:00 | 0
5 | 6 | 4:00 | 0 | 4:00 | 0
6 | 6 | 5:00 | 7.76 | 5:00 | 7.72
7 | 6 | 6:00 | 35.21 | 6:00 | 35.04
8 | 6 | 7:00 | 60.39 | 7:00 | 60.09
9 | 6 | 8:00 | 72.6 | 8:00 | 72.23
10 | 6 | 9:00 | 77.93 | 9:00 | 77.54
11 | 6 | 10:00 | 85.05 | 10:00 | 84.62
12 | 6 | 11:00 | 89.27 | 11:00 | 88.82
13 | 6 | 12:00 | 90.14 | 12:00 | 89.69
14 | 6 | 13:00 | 86.76 | 13:00 | 86.33
15 | 6 | 14:00 | 85.08 | 14:00 | 84.65
16 | 6 | 15:00 | 76.45 | 15:00 | 76.06
17 | 6 | 16:00 | 70.38 | 16:00 | 70.03
18 | 6 | 17:00 | 45.44 | 17:00 | 45.21
19 | 6 | 18:00 | 16.49 | 18:00 | 16.41
20 | 6 | 19:00 | 0 | 19:00 | 0
21 | 6 | 20:00 | 0 | 20:00 | 0
22 | 6 | 21:00 | 0 | 21:00 | 0
23 | 6 | 22:00 | 0 | 22:00 | 0
24 | 6 | 23:00 | 0 | 23:00 | 0
1 | 6 | 0:00 | 0 | 0:00 | 0
2 | 6 | 1:00 | 0 | 1:00 | 0
3 | 6 | 2:00 | 0 | 2:00 | 0
4 | 6 | 3:00 | 0 | 3:00 | 0
5 | 6 | 4:00 | 0 | 4:00 | 0
6 | 6 | 5:00 | 10.86 | 5:00 | 10.8
7 | 6 | 6:00 | 50.71 | 6:00 | 50.46
8 | 6 | 7:00 | 73.72 | 7:00 | 73.35
9 | 6 | 8:00 | 81.33 | 8:00 | 80.93
10 | 6 | 9:00 | 82.35 | 9:00 | 81.94
11 | 6 | 10:00 | 79.75 | 10:00 | 79.35
12 | 6 | 11:00 | 84 | 11:00 | 83.58
13 | 6 | 12:00 | 88.04 | 12:00 | 87.6
14 | 6 | 13:00 | 91.87 | 13:00 | 91.42
15 | 6 | 14:00 | 89.18 | 14:00 | 88.73
16 | 6 | 15:00 | 81.7 | 15:00 | 81.29
17 | 6 | 16:00 | 74.33 | 16:00 | 73.96
18 | 6 | 17:00 | 55.95 | 17:00 | 55.67
19 | 6 | 18:00 | 17.09 | 18:00 | 17
20 | 6 | 19:00 | 0 | 19:00 | 0
21 | 6 | 20:00 | 0 | 20:00 | 0
22 | 6 | 21:00 | 0 | 21:00 | 0
23 | 6 | 22:00 | 0 | 22:00 | 0
24 | 6 | 23:00 | 0 | 23:00 | 0
1 | 6 | 0:00 | 0 | 0:00 | 0
2 | 6 | 1:00 | 0 | 1:00 | 0
3 | 6 | 2:00 | 0 | 2:00 | 0
4 | 6 | 3:00 | 0 | 3:00 | 0
5 | 6 | 4:00 | 0 | 4:00 | 0
6 | 6 | 5:00 | 9.78 | 5:00 | 9.73
7 | 6 | 6:00 | 39.64 | 6:00 | 39.44
8 | 6 | 7:00 | 67.98 | 7:00 | 67.64
9 | 6 | 8:00 | 77.9 | 8:00 | 77.51
10 | 6 | 9:00 | 77.13 | 9:00 | 76.75
11 | 6 | 10:00 | 83.62 | 10:00 | 83.2
12 | 6 | 11:00 | 84.56 | 11:00 | 84.14
13 | 6 | 12:00 | 85.51 | 12:00 | 85.08
14 | 6 | 13:00 | 85.06 | 13:00 | 84.64
15 | 6 | 14:00 | 85.35 | 14:00 | 84.93
16 | 6 | 15:00 | 74.75 | 15:00 | 74.37
17 | 6 | 16:00 | 67.73 | 16:00 | 67.39
18 | 6 | 17:00 | 46.64 | 17:00 | 46.41
19 | 6 | 18:00 | 14.7 | 18:00 | 14.63
20 | 6 | 19:00 | 0 | 19:00 | 0
21 | 6 | 20:00 | 0 | 20:00 | 0
22 | 6 | 21:00 | 0 | 21:00 | 0
23 | 6 | 22:00 | 0 | 22:00 | 0
24 | 6 | 23:00 | 0 | 23:00 | 0
1 | 6 | 0:00 | 0 | 0:00 | 0
2 | 6 | 1:00 | 0 | 1:00 | 0
3 | 6 | 2:00 | 0 | 2:00 | 0
4 | 6 | 3:00 | 0 | 3:00 | 0
5 | 6 | 4:00 | 0 | 4:00 | 0
6 | 6 | 5:00 | 9.29 | 5:00 | 9.25
7 | 6 | 6:00 | 41.32 | 6:00 | 41.11
8 | 6 | 7:00 | 67.22 | 7:00 | 66.88
9 | 6 | 8:00 | 73.96 | 8:00 | 73.59
10 | 6 | 9:00 | 76.67 | 9:00 | 76.29
11 | 6 | 10:00 | 81.41 | 10:00 | 81.01
12 | 6 | 11:00 | 82.51 | 11:00 | 82.1
13 | 6 | 12:00 | 81.87 | 12:00 | 81.46
14 | 6 | 13:00 | 75.49 | 13:00 | 75.11
15 | 6 | 14:00 | 73.99 | 14:00 | 73.62
16 | 6 | 15:00 | 75.84 | 15:00 | 75.46
17 | 6 | 16:00 | 63.31 | 16:00 | 62.99
18 | 6 | 17:00 | 45.91 | 17:00 | 45.68
19 | 6 | 18:00 | 15.35 | 18:00 | 15.27
20 | 6 | 19:00 | 0 | 19:00 | 0
21 | 6 | 20:00 | 0 | 20:00 | 0
22 | 6 | 21:00 | 0 | 21:00 | 0
23 | 6 | 22:00 | 0 | 22:00 | 0
24 | 6 | 23:00 | 0 | 23:00 | 0
1 | 6 | 0:00 | 0 | 0:00 | 0
2 | 6 | 1:00 | 0 | 1:00 | 0
3 | 6 | 2:00 | 0 | 2:00 | 0
4 | 6 | 3:00 | 0 | 3:00 | 0
5 | 6 | 4:00 | 0 | 4:00 | 0
6 | 6 | 5:00 | 10.07 | 5:00 | 10.02
7 | 6 | 6:00 | 46.28 | 6:00 | 46.05
8 | 6 | 7:00 | 71.68 | 7:00 | 71.32
9 | 6 | 8:00 | 75.28 | 8:00 | 74.9
10 | 6 | 9:00 | 76.51 | 9:00 | 76.12
11 | 6 | 10:00 | 78.05 | 10:00 | 77.66
12 | 6 | 11:00 | 83.62 | 11:00 | 83.21
13 | 6 | 12:00 | 83.58 | 12:00 | 83.16
14 | 6 | 13:00 | 91.77 | 13:00 | 91.31
15 | 6 | 14:00 | 86.88 | 14:00 | 86.44
16 | 6 | 15:00 | 80.9 | 15:00 | 80.49
17 | 6 | 16:00 | 72.72 | 16:00 | 72.36
18 | 6 | 17:00 | 52.78 | 17:00 | 52.51
19 | 6 | 18:00 | 17.98 | 18:00 | 17.89
20 | 6 | 19:00 | 0 | 19:00 | 0
21 | 6 | 20:00 | 0 | 20:00 | 0
22 | 6 | 21:00 | 0 | 21:00 | 0
23 | 6 | 22:00 | 0 | 22:00 | 0
24 | 6 | 23:00 | 0 | 23:00 | 0
1 | 6 | 0:00 | 0 | 0:00 | 0
2 | 6 | 1:00 | 0 | 1:00 | 0
3 | 6 | 2:00 | 0 | 2:00 | 0
4 | 6 | 3:00 | 0 | 3:00 | 0
5 | 6 | 4:00 | 0 | 4:00 | 0
6 | 6 | 5:00 | 10.77 | 5:00 | 10.71
7 | 6 | 6:00 | 44.12 | 6:00 | 43.9
8 | 6 | 7:00 | 71.02 | 7:00 | 70.67
9 | 6 | 8:00 | 78.69 | 8:00 | 78.3
10 | 6 | 9:00 | 82.77 | 9:00 | 82.36
11 | 6 | 10:00 | 91.31 | 10:00 | 90.85
12 | 6 | 11:00 | 93.66 | 11:00 | 93.2
13 | 6 | 12:00 | 92.94 | 12:00 | 92.48
14 | 6 | 13:00 | 92.77 | 13:00 | 92.31
15 | 6 | 14:00 | 96.1 | 14:00 | 95.62
16 | 6 | 15:00 | 87.88 | 15:00 | 87.44
17 | 6 | 16:00 | 73.38 | 16:00 | 73.01
18 | 6 | 17:00 | 54.65 | 17:00 | 54.37
19 | 6 | 18:00 | 16.75 | 18:00 | 16.67
20 | 6 | 19:00 | 0 | 19:00 | 0
21 | 6 | 20:00 | 0 | 20:00 | 0
22 | 6 | 21:00 | 0 | 21:00 | 0
23 | 6 | 22:00 | 0 | 22:00 | 0
24 | 6 | 23:00 | 0 | 23:00 | 0
1 | 6 | 0:00 | 0 | 0:00 | 0
2 | 6 | 1:00 | 0 | 1:00 | 0
3 | 6 | 2:00 | 0 | 2:00 | 0
4 | 6 | 3:00 | 0 | 3:00 | 0
5 | 6 | 4:00 | 0 | 4:00 | 0
6 | 6 | 5:00 | 10.62 | 5:00 | 10.57
7 | 6 | 6:00 | 45.62 | 6:00 | 45.39
8 | 6 | 7:00 | 75.71 | 7:00 | 75.33
9 | 6 | 8:00 | 87.32 | 8:00 | 86.88
10 | 6 | 9:00 | 93.29 | 9:00 | 92.82
11 | 6 | 10:00 | 89.9 | 10:00 | 89.45
12 | 6 | 11:00 | 94.9 | 11:00 | 94.42
13 | 6 | 12:00 | 97.53 | 12:00 | 97.04
14 | 6 | 13:00 | 94.41 | 13:00 | 93.94
15 | 6 | 14:00 | 91.86 | 14:00 | 91.4
16 | 6 | 15:00 | 89.46 | 15:00 | 89.01
17 | 6 | 16:00 | 80.82 | 16:00 | 80.41
18 | 6 | 17:00 | 58.41 | 17:00 | 58.12
19 | 6 | 18:00 | 18.64 | 18:00 | 18.55
20 | 6 | 19:00 | 0 | 19:00 | 0
21 | 6 | 20:00 | 0 | 20:00 | 0
22 | 6 | 21:00 | 0 | 21:00 | 0
23 | 6 | 22:00 | 0 | 22:00 | 0
24 | 6 | 23:00 | 0 | 23:00 | 0
1 | 6 | 0:00 | 0 | 0:00 | 0
2 | 6 | 1:00 | 0 | 1:00 | 0
3 | 6 | 2:00 | 0 | 2:00 | 0
4 | 6 | 3:00 | 0 | 3:00 | 0
5 | 6 | 4:00 | 0 | 4:00 | 0
6 | 6 | 5:00 | 9.59 | 5:00 | 9.54
7 | 6 | 6:00 | 43.91 | 6:00 | 43.69
8 | 6 | 7:00 | 71.73 | 7:00 | 71.37
9 | 6 | 8:00 | 78.93 | 8:00 | 78.54
10 | 6 | 9:00 | 81.65 | 9:00 | 81.24
11 | 6 | 10:00 | 82.57 | 10:00 | 82.16
12 | 6 | 11:00 | 80.9 | 11:00 | 80.49
13 | 6 | 12:00 | 83.75 | 12:00 | 83.33
14 | 6 | 13:00 | 86.78 | 13:00 | 86.35
15 | 6 | 14:00 | 81.6 | 14:00 | 81.19
16 | 6 | 15:00 | 74.73 | 15:00 | 74.36
17 | 6 | 16:00 | 69.06 | 16:00 | 68.72
18 | 6 | 17:00 | 46.05 | 17:00 | 45.82
19 | 6 | 18:00 | 13.73 | 18:00 | 13.66
20 | 6 | 19:00 | 0 | 19:00 | 0
21 | 6 | 20:00 | 0 | 20:00 | 0
22 | 6 | 21:00 | 0 | 21:00 | 0
23 | 6 | 22:00 | 0 | 22:00 | 0
24 | 6 | 23:00 | 0 | 23:00 | 0
1 | 6 | 0:00 | 0 | 0:00 | 0
2 | 6 | 1:00 | 0 | 1:00 | 0
3 | 6 | 2:00 | 0 | 2:00 | 0
4 | 6 | 3:00 | 0 | 3:00 | 0
5 | 6 | 4:00 | 0 | 4:00 | 0
6 | 6 | 5:00 | 10.09 | 5:00 | 10.04
7 | 6 | 6:00 | 48.04 | 6:00 | 47.8
8 | 6 | 7:00 | 81.8 | 7:00 | 81.39
9 | 6 | 8:00 | 88.7 | 8:00 | 88.26
10 | 6 | 9:00 | 92.18 | 9:00 | 91.72
11 | 6 | 10:00 | 91.51 | 10:00 | 91.06
12 | 6 | 11:00 | 96.23 | 11:00 | 95.75
13 | 6 | 12:00 | 97.11 | 12:00 | 96.63
14 | 6 | 13:00 | 95.85 | 13:00 | 95.37
15 | 6 | 14:00 | 94.29 | 14:00 | 93.82
16 | 6 | 15:00 | 85.12 | 15:00 | 84.7
17 | 6 | 16:00 | 78.56 | 16:00 | 78.17
18 | 6 | 17:00 | 56.52 | 17:00 | 56.23
19 | 6 | 18:00 | 16.38 | 18:00 | 16.29
20 | 6 | 19:00 | 0 | 19:00 | 0
21 | 6 | 20:00 | 0 | 20:00 | 0
22 | 6 | 21:00 | 0 | 21:00 | 0
23 | 6 | 22:00 | 0 | 22:00 | 0
24 | 6 | 23:00 | 0 | 23:00 | 0
1 | 6 | 0:00 | 0 | 0:00 | 0
2 | 6 | 1:00 | 0 | 1:00 | 0
3 | 6 | 2:00 | 0 | 2:00 | 0
4 | 6 | 3:00 | 0 | 3:00 | 0
5 | 6 | 4:00 | 0 | 4:00 | 0
6 | 6 | 5:00 | 9.7 | 5:00 | 9.66
7 | 6 | 6:00 | 42.81 | 6:00 | 42.6
8 | 6 | 7:00 | 73.89 | 7:00 | 73.52
9 | 6 | 8:00 | 84.42 | 8:00 | 84
10 | 6 | 9:00 | 84.54 | 9:00 | 84.12
11 | 6 | 10:00 | 88.1 | 10:00 | 87.66
12 | 6 | 11:00 | 88.59 | 11:00 | 88.15
13 | 6 | 12:00 | 86.17 | 12:00 | 85.74
14 | 6 | 13:00 | 81.02 | 13:00 | 80.62
15 | 6 | 14:00 | 81.59 | 14:00 | 81.18
16 | 6 | 15:00 | 83.03 | 15:00 | 82.61
17 | 6 | 16:00 | 73.65 | 16:00 | 73.28
18 | 6 | 17:00 | 49 | 17:00 | 48.75
19 | 6 | 18:00 | 16.28 | 18:00 | 16.2
20 | 6 | 19:00 | 0 | 19:00 | 0
21 | 6 | 20:00 | 0 | 20:00 | 0
22 | 6 | 21:00 | 0 | 21:00 | 0
23 | 6 | 22:00 | 0 | 22:00 | 0
24 | 6 | 23:00 | 0 | 23:00 | 0
1 | 6 | 0:00 | 0 | 0:00 | 0
2 | 6 | 1:00 | 0 | 1:00 | 0
3 | 6 | 2:00 | 0 | 2:00 | 0
4 | 6 | 3:00 | 0 | 3:00 | 0
5 | 6 | 4:00 | 0 | 4:00 | 0
6 | 6 | 5:00 | 8.2 | 5:00 | 8.16
7 | 6 | 6:00 | 37.55 | 6:00 | 37.36
8 | 6 | 7:00 | 67.21 | 7:00 | 66.87
9 | 6 | 8:00 | 77.43 | 8:00 | 77.05
10 | 6 | 9:00 | 84.44 | 9:00 | 84.01
11 | 6 | 10:00 | 90.6 | 10:00 | 90.14
12 | 6 | 11:00 | 94.81 | 11:00 | 94.34
13 | 6 | 12:00 | 91.97 | 12:00 | 91.51
14 | 6 | 13:00 | 90.58 | 13:00 | 90.12
15 | 6 | 14:00 | 90.17 | 14:00 | 89.72
16 | 6 | 15:00 | 80.71 | 15:00 | 80.31
17 | 6 | 16:00 | 69.59 | 16:00 | 69.24
18 | 6 | 17:00 | 45.52 | 17:00 | 45.29
19 | 6 | 18:00 | 15.04 | 18:00 | 14.97
20 | 6 | 19:00 | 0 | 19:00 | 0
21 | 6 | 20:00 | 0 | 20:00 | 0
22 | 6 | 21:00 | 0 | 21:00 | 0
23 | 6 | 22:00 | 0 | 22:00 | 0
24 | 6 | 23:00 | 0 | 23:00 | 0
1 | 6 | 0:00 | 0 | 0:00 | 0
2 | 6 | 1:00 | 0 | 1:00 | 0
3 | 6 | 2:00 | 0 | 2:00 | 0
4 | 6 | 3:00 | 0 | 3:00 | 0
5 | 6 | 4:00 | 0 | 4:00 | 0
6 | 6 | 5:00 | 9.22 | 5:00 | 9.17
7 | 6 | 6:00 | 42.8 | 6:00 | 42.59
8 | 6 | 7:00 | 70.09 | 7:00 | 69.74
9 | 6 | 8:00 | 85.55 | 8:00 | 85.12
10 | 6 | 9:00 | 91.19 | 9:00 | 90.74
11 | 6 | 10:00 | 95.05 | 10:00 | 94.57
12 | 6 | 11:00 | 96.92 | 11:00 | 96.43
13 | 6 | 12:00 | 92.27 | 12:00 | 91.81
14 | 6 | 13:00 | 89.12 | 13:00 | 88.68
15 | 6 | 14:00 | 90.04 | 14:00 | 89.59
16 | 6 | 15:00 | 85.32 | 15:00 | 84.9
17 | 6 | 16:00 | 76.29 | 16:00 | 75.91
18 | 6 | 17:00 | 52.45 | 17:00 | 52.19
19 | 6 | 18:00 | 15.82 | 18:00 | 15.74
20 | 6 | 19:00 | 0 | 19:00 | 0
21 | 6 | 20:00 | 0 | 20:00 | 0
22 | 6 | 21:00 | 0 | 21:00 | 0
23 | 6 | 22:00 | 0 | 22:00 | 0
24 | 6 | 23:00 | 0 | 23:00 | 0
1 | 6 | 0:00 | 0 | 0:00 | 0
2 | 6 | 1:00 | 0 | 1:00 | 0
3 | 6 | 2:00 | 0 | 2:00 | 0
4 | 6 | 3:00 | 0 | 3:00 | 0
5 | 6 | 4:00 | 0 | 4:00 | 0
6 | 6 | 5:00 | 7.21 | 5:00 | 7.18
7 | 6 | 6:00 | 36.71 | 6:00 | 36.52
8 | 6 | 7:00 | 64.9 | 7:00 | 64.57
9 | 6 | 8:00 | 73.33 | 8:00 | 72.96
10 | 6 | 9:00 | 83.92 | 9:00 | 83.5
11 | 6 | 10:00 | 81.44 | 10:00 | 81.03
12 | 6 | 11:00 | 82.87 | 11:00 | 82.46
13 | 6 | 12:00 | 86.08 | 12:00 | 85.65
14 | 6 | 13:00 | 82.89 | 13:00 | 82.48
15 | 6 | 14:00 | 77.71 | 14:00 | 77.32
16 | 6 | 15:00 | 72.18 | 15:00 | 71.82
17 | 6 | 16:00 | 63.38 | 16:00 | 63.06
18 | 6 | 17:00 | 44.81 | 17:00 | 44.59
19 | 6 | 18:00 | 16.51 | 18:00 | 16.42
20 | 6 | 19:00 | 0 | 19:00 | 0
21 | 6 | 20:00 | 0 | 20:00 | 0
22 | 6 | 21:00 | 0 | 21:00 | 0
23 | 6 | 22:00 | 0 | 22:00 | 0
24 | 6 | 23:00 | 0 | 23:00 | 0
1 | 6 | 0:00 | 0 | 0:00 | 0
2 | 6 | 1:00 | 0 | 1:00 | 0
3 | 6 | 2:00 | 0 | 2:00 | 0
4 | 6 | 3:00 | 0 | 3:00 | 0
5 | 6 | 4:00 | 0 | 4:00 | 0
6 | 6 | 5:00 | 8.16 | 5:00 | 8.12
7 | 6 | 6:00 | 39.69 | 6:00 | 39.49
8 | 6 | 7:00 | 68.22 | 7:00 | 67.88
9 | 6 | 8:00 | 78.74 | 8:00 | 78.34
10 | 6 | 9:00 | 84.02 | 9:00 | 83.6
11 | 6 | 10:00 | 90.49 | 10:00 | 90.03
12 | 6 | 11:00 | 92.61 | 11:00 | 92.15
13 | 6 | 12:00 | 91.94 | 12:00 | 91.48
14 | 6 | 13:00 | 93.86 | 13:00 | 93.39
15 | 6 | 14:00 | 87.19 | 14:00 | 86.75
16 | 6 | 15:00 | 76.05 | 15:00 | 75.67
17 | 6 | 16:00 | 67.95 | 16:00 | 67.61
18 | 6 | 17:00 | 44.25 | 17:00 | 44.03
19 | 6 | 18:00 | 15.15 | 18:00 | 15.08
20 | 6 | 19:00 | 0 | 19:00 | 0
21 | 6 | 20:00 | 0 | 20:00 | 0
22 | 6 | 21:00 | 0 | 21:00 | 0
23 | 6 | 22:00 | 0 | 22:00 | 0
24 | 6 | 23:00 | 0 | 23:00 | 0
1 | 6 | 0:00 | 0 | 0:00 | 0
2 | 6 | 1:00 | 0 | 1:00 | 0
3 | 6 | 2:00 | 0 | 2:00 | 0
4 | 6 | 3:00 | 0 | 3:00 | 0
5 | 6 | 4:00 | 0 | 4:00 | 0
6 | 6 | 5:00 | 6.81 | 5:00 | 6.78
7 | 6 | 6:00 | 34.47 | 6:00 | 34.3
8 | 6 | 7:00 | 56.6 | 7:00 | 56.32
9 | 6 | 8:00 | 66.53 | 8:00 | 66.2
10 | 6 | 9:00 | 75.73 | 9:00 | 75.35
11 | 6 | 10:00 | 77.84 | 10:00 | 77.45
12 | 6 | 11:00 | 81.33 | 11:00 | 80.92
13 | 6 | 12:00 | 77.84 | 12:00 | 77.45
14 | 6 | 13:00 | 78.14 | 13:00 | 77.75
15 | 6 | 14:00 | 73.84 | 14:00 | 73.47
16 | 6 | 15:00 | 65.66 | 15:00 | 65.33
17 | 6 | 16:00 | 70.08 | 16:00 | 69.73
18 | 6 | 17:00 | 48.18 | 17:00 | 47.94
19 | 6 | 18:00 | 16.32 | 18:00 | 16.24
20 | 6 | 19:00 | 0 | 19:00 | 0
21 | 6 | 20:00 | 0 | 20:00 | 0
22 | 6 | 21:00 | 0 | 21:00 | 0
23 | 6 | 22:00 | 0 | 22:00 | 0
24 | 6 | 23:00 | 0 | 23:00 | 0
1 | 6 | 0:00 | 0 | 0:00 | 0
2 | 6 | 1:00 | 0 | 1:00 | 0
3 | 6 | 2:00 | 0 | 2:00 | 0
4 | 6 | 3:00 | 0 | 3:00 | 0
5 | 6 | 4:00 | 0 | 4:00 | 0
6 | 6 | 5:00 | 7.74 | 5:00 | 7.7
7 | 6 | 6:00 | 39 | 6:00 | 38.81
8 | 6 | 7:00 | 66.08 | 7:00 | 65.75
9 | 6 | 8:00 | 77.75 | 8:00 | 77.36
10 | 6 | 9:00 | 89.65 | 9:00 | 89.2
11 | 6 | 10:00 | 91.64 | 10:00 | 91.18
12 | 6 | 11:00 | 90.63 | 11:00 | 90.18
13 | 6 | 12:00 | 86.29 | 12:00 | 85.86
14 | 6 | 13:00 | 83.6 | 13:00 | 83.18
15 | 6 | 14:00 | 76.28 | 14:00 | 75.9
16 | 6 | 15:00 | 68.58 | 15:00 | 68.24
17 | 6 | 16:00 | 60.67 | 16:00 | 60.37
18 | 6 | 17:00 | 41.7 | 17:00 | 41.49
19 | 6 | 18:00 | 13.11 | 18:00 | 13.04
20 | 6 | 19:00 | 0 | 19:00 | 0
21 | 6 | 20:00 | 0 | 20:00 | 0
22 | 6 | 21:00 | 0 | 21:00 | 0
23 | 6 | 22:00 | 0 | 22:00 | 0
24 | 6 | 23:00 | 0 | 23:00 | 0
1 | 6 | 0:00 | 0 | 0:00 | 0
2 | 6 | 1:00 | 0 | 1:00 | 0
3 | 6 | 2:00 | 0 | 2:00 | 0
4 | 6 | 3:00 | 0 | 3:00 | 0
5 | 6 | 4:00 | 0 | 4:00 | 0
6 | 6 | 5:00 | 8.06 | 5:00 | 8.02
7 | 6 | 6:00 | 38.97 | 6:00 | 38.77
8 | 6 | 7:00 | 67.62 | 7:00 | 67.28
9 | 6 | 8:00 | 73.95 | 8:00 | 73.58
10 | 6 | 9:00 | 77.05 | 9:00 | 76.66
11 | 6 | 10:00 | 80.38 | 10:00 | 79.98
12 | 6 | 11:00 | 83.99 | 11:00 | 83.57
13 | 6 | 12:00 | 86.42 | 12:00 | 85.98
14 | 6 | 13:00 | 87.98 | 13:00 | 87.54
15 | 6 | 14:00 | 86.19 | 14:00 | 85.76
16 | 6 | 15:00 | 75.33 | 15:00 | 74.95
17 | 6 | 16:00 | 60.41 | 16:00 | 60.1
18 | 6 | 17:00 | 45.4 | 17:00 | 45.18
19 | 6 | 18:00 | 15.78 | 18:00 | 15.7
20 | 6 | 19:00 | 0 | 19:00 | 0
21 | 6 | 20:00 | 0 | 20:00 | 0
22 | 6 | 21:00 | 0 | 21:00 | 0
23 | 6 | 22:00 | 0 | 22:00 | 0
24 | 6 | 23:00 | 0 | 23:00 | 0
1 | 6 | 0:00 | 0 | 0:00 | 0
2 | 6 | 1:00 | 0 | 1:00 | 0
3 | 6 | 2:00 | 0 | 2:00 | 0
4 | 6 | 3:00 | 0 | 3:00 | 0
5 | 6 | 4:00 | 0 | 4:00 | 0
6 | 6 | 5:00 | 7.76 | 5:00 | 7.72
7 | 6 | 6:00 | 36.7 | 6:00 | 36.51
8 | 6 | 7:00 | 67.25 | 7:00 | 66.91
9 | 6 | 8:00 | 77.52 | 8:00 | 77.13
10 | 6 | 9:00 | 82.46 | 9:00 | 82.05
11 | 6 | 10:00 | 87.01 | 10:00 | 86.57
12 | 6 | 11:00 | 91.87 | 11:00 | 91.41
13 | 6 | 12:00 | 91.83 | 12:00 | 91.37
14 | 6 | 13:00 | 89.32 | 13:00 | 88.87
15 | 6 | 14:00 | 87.95 | 14:00 | 87.51
16 | 6 | 15:00 | 82.63 | 15:00 | 82.21
17 | 6 | 16:00 | 70.95 | 16:00 | 70.6
18 | 6 | 17:00 | 51.73 | 17:00 | 51.47
19 | 6 | 18:00 | 15.7 | 18:00 | 15.63
20 | 6 | 19:00 | 0 | 19:00 | 0
21 | 6 | 20:00 | 0 | 20:00 | 0
22 | 6 | 21:00 | 0 | 21:00 | 0
23 | 6 | 22:00 | 0 | 22:00 | 0
24 | 6 | 23:00 | 0 | 23:00 | 0
1 | 6 | 0:00 | 0 | 0:00 | 0
2 | 6 | 1:00 | 0 | 1:00 | 0
3 | 6 | 2:00 | 0 | 2:00 | 0
4 | 6 | 3:00 | 0 | 3:00 | 0
5 | 6 | 4:00 | 0 | 4:00 | 0
6 | 6 | 5:00 | 7.93 | 5:00 | 7.89
7 | 6 | 6:00 | 40.2 | 6:00 | 40
8 | 6 | 7:00 | 68.36 | 7:00 | 68.02
9 | 6 | 8:00 | 80.77 | 8:00 | 80.37
10 | 6 | 9:00 | 90.5 | 9:00 | 90.05
11 | 6 | 10:00 | 91.23 | 10:00 | 90.78
12 | 6 | 11:00 | 92.22 | 11:00 | 91.75
13 | 6 | 12:00 | 91.44 | 12:00 | 90.98
14 | 6 | 13:00 | 95.23 | 13:00 | 94.75
15 | 6 | 14:00 | 93.49 | 14:00 | 93.03
16 | 6 | 15:00 | 81.74 | 15:00 | 81.34
17 | 6 | 16:00 | 67.65 | 16:00 | 67.32
18 | 6 | 17:00 | 45.91 | 17:00 | 45.69
19 | 6 | 18:00 | 15.47 | 18:00 | 15.39
20 | 6 | 19:00 | 0 | 19:00 | 0
21 | 6 | 20:00 | 0 | 20:00 | 0
22 | 6 | 21:00 | 0 | 21:00 | 0
23 | 6 | 22:00 | 0 | 22:00 | 0
24 | 6 | 23:00 | 0 | 23:00 | 0
1 | 7 | 0:00 | 0 | 0:00 | 0
2 | 7 | 1:00 | 0 | 1:00 | 0
3 | 7 | 2:00 | 0 | 2:00 | 0
4 | 7 | 3:00 | 0 | 3:00 | 0
5 | 7 | 4:00 | 0 | 4:00 | 0
6 | 7 | 5:00 | 7.01 | 5:00 | 6.98
7 | 7 | 6:00 | 35.88 | 6:00 | 35.7
8 | 7 | 7:00 | 64.76 | 7:00 | 64.43
9 | 7 | 8:00 | 76.21 | 8:00 | 75.83
10 | 7 | 9:00 | 87.15 | 9:00 | 86.71
11 | 7 | 10:00 | 90.5 | 10:00 | 90.05
12 | 7 | 11:00 | 90.11 | 11:00 | 89.66
13 | 7 | 12:00 | 90.24 | 12:00 | 89.79
14 | 7 | 13:00 | 92.2 | 13:00 | 91.74
15 | 7 | 14:00 | 87.26 | 14:00 | 86.82
16 | 7 | 15:00 | 82.3 | 15:00 | 81.89
17 | 7 | 16:00 | 71.4 | 16:00 | 71.04
18 | 7 | 17:00 | 53.55 | 17:00 | 53.28
19 | 7 | 18:00 | 17.22 | 18:00 | 17.13
20 | 7 | 19:00 | 0 | 19:00 | 0
21 | 7 | 20:00 | 0 | 20:00 | 0
22 | 7 | 21:00 | 0 | 21:00 | 0
23 | 7 | 22:00 | 0 | 22:00 | 0
24 | 7 | 23:00 | 0 | 23:00 | 0
1 | 7 | 0:00 | 0 | 0:00 | 0
2 | 7 | 1:00 | 0 | 1:00 | 0
3 | 7 | 2:00 | 0 | 2:00 | 0
4 | 7 | 3:00 | 0 | 3:00 | 0
5 | 7 | 4:00 | 0 | 4:00 | 0
6 | 7 | 5:00 | 7.53 | 5:00 | 7.49
7 | 7 | 6:00 | 36.73 | 6:00 | 36.54
8 | 7 | 7:00 | 67.16 | 7:00 | 66.82
9 | 7 | 8:00 | 80.54 | 8:00 | 80.13
10 | 7 | 9:00 | 81.86 | 9:00 | 81.45
11 | 7 | 10:00 | 79.86 | 10:00 | 79.46
12 | 7 | 11:00 | 82.01 | 11:00 | 81.6
13 | 7 | 12:00 | 83.82 | 12:00 | 83.4
14 | 7 | 13:00 | 84.81 | 13:00 | 84.39
15 | 7 | 14:00 | 80.7 | 14:00 | 80.29
16 | 7 | 15:00 | 81.03 | 15:00 | 80.62
17 | 7 | 16:00 | 68.36 | 16:00 | 68.01
18 | 7 | 17:00 | 49.36 | 17:00 | 49.11
19 | 7 | 18:00 | 16.21 | 18:00 | 16.13
20 | 7 | 19:00 | 0 | 19:00 | 0
21 | 7 | 20:00 | 0 | 20:00 | 0
22 | 7 | 21:00 | 0 | 21:00 | 0
23 | 7 | 22:00 | 0 | 22:00 | 0
24 | 7 | 23:00 | 0 | 23:00 | 0
1 | 7 | 0:00 | 0 | 0:00 | 0
2 | 7 | 1:00 | 0 | 1:00 | 0
3 | 7 | 2:00 | 0 | 2:00 | 0
4 | 7 | 3:00 | 0 | 3:00 | 0
5 | 7 | 4:00 | 0 | 4:00 | 0
6 | 7 | 5:00 | 7.24 | 5:00 | 7.2
7 | 7 | 6:00 | 35.44 | 6:00 | 35.27
8 | 7 | 7:00 | 63.34 | 7:00 | 63.02
9 | 7 | 8:00 | 73.04 | 8:00 | 72.67
10 | 7 | 9:00 | 79.27 | 9:00 | 78.87
11 | 7 | 10:00 | 84.13 | 10:00 | 83.71
12 | 7 | 11:00 | 84.18 | 11:00 | 83.76
13 | 7 | 12:00 | 82.49 | 12:00 | 82.08
14 | 7 | 13:00 | 82.95 | 13:00 | 82.53
15 | 7 | 14:00 | 85.95 | 14:00 | 85.52
16 | 7 | 15:00 | 80.52 | 15:00 | 80.12
17 | 7 | 16:00 | 71.18 | 16:00 | 70.82
18 | 7 | 17:00 | 48.56 | 17:00 | 48.32
19 | 7 | 18:00 | 15.02 | 18:00 | 14.94
20 | 7 | 19:00 | 0 | 19:00 | 0
21 | 7 | 20:00 | 0 | 20:00 | 0
22 | 7 | 21:00 | 0 | 21:00 | 0
23 | 7 | 22:00 | 0 | 22:00 | 0
24 | 7 | 23:00 | 0 | 23:00 | 0
1 | 7 | 0:00 | 0 | 0:00 | 0
2 | 7 | 1:00 | 0 | 1:00 | 0
3 | 7 | 2:00 | 0 | 2:00 | 0
4 | 7 | 3:00 | 0 | 3:00 | 0
5 | 7 | 4:00 | 0 | 4:00 | 0
6 | 7 | 5:00 | 7.49 | 5:00 | 7.45
7 | 7 | 6:00 | 40.53 | 6:00 | 40.32
8 | 7 | 7:00 | 69.46 | 7:00 | 69.12
9 | 7 | 8:00 | 76.03 | 8:00 | 75.65
10 | 7 | 9:00 | 78.4 | 9:00 | 78
11 | 7 | 10:00 | 87.38 | 10:00 | 86.95
12 | 7 | 11:00 | 90.87 | 11:00 | 90.42
13 | 7 | 12:00 | 85.21 | 12:00 | 84.78
14 | 7 | 13:00 | 88.69 | 13:00 | 88.25
15 | 7 | 14:00 | 82.11 | 14:00 | 81.7
16 | 7 | 15:00 | 72.48 | 15:00 | 72.11
17 | 7 | 16:00 | 66.44 | 16:00 | 66.11
18 | 7 | 17:00 | 46.46 | 17:00 | 46.23
19 | 7 | 18:00 | 13.75 | 18:00 | 13.68
20 | 7 | 19:00 | 0 | 19:00 | 0
21 | 7 | 20:00 | 0 | 20:00 | 0
22 | 7 | 21:00 | 0 | 21:00 | 0
23 | 7 | 22:00 | 0 | 22:00 | 0
24 | 7 | 23:00 | 0 | 23:00 | 0
1 | 7 | 0:00 | 0 | 0:00 | 0
2 | 7 | 1:00 | 0 | 1:00 | 0
3 | 7 | 2:00 | 0 | 2:00 | 0
4 | 7 | 3:00 | 0 | 3:00 | 0
5 | 7 | 4:00 | 0 | 4:00 | 0
6 | 7 | 5:00 | 7.51 | 5:00 | 7.47
7 | 7 | 6:00 | 40.61 | 6:00 | 40.41
8 | 7 | 7:00 | 69.57 | 7:00 | 69.22
9 | 7 | 8:00 | 78.07 | 8:00 | 77.68
10 | 7 | 9:00 | 81.24 | 9:00 | 80.83
11 | 7 | 10:00 | 80.79 | 10:00 | 80.38
12 | 7 | 11:00 | 81.48 | 11:00 | 81.07
13 | 7 | 12:00 | 84.22 | 12:00 | 83.8
14 | 7 | 13:00 | 92.24 | 13:00 | 91.78
15 | 7 | 14:00 | 90.91 | 14:00 | 90.45
16 | 7 | 15:00 | 91.77 | 15:00 | 91.31
17 | 7 | 16:00 | 80.16 | 16:00 | 79.76
18 | 7 | 17:00 | 54.56 | 17:00 | 54.29
19 | 7 | 18:00 | 16.86 | 18:00 | 16.77
20 | 7 | 19:00 | 0 | 19:00 | 0
21 | 7 | 20:00 | 0 | 20:00 | 0
22 | 7 | 21:00 | 0 | 21:00 | 0
23 | 7 | 22:00 | 0 | 22:00 | 0
24 | 7 | 23:00 | 0 | 23:00 | 0
1 | 7 | 0:00 | 0 | 0:00 | 0
2 | 7 | 1:00 | 0 | 1:00 | 0
3 | 7 | 2:00 | 0 | 2:00 | 0
4 | 7 | 3:00 | 0 | 3:00 | 0
5 | 7 | 4:00 | 0 | 4:00 | 0
6 | 7 | 5:00 | 6.51 | 5:00 | 6.48
7 | 7 | 6:00 | 40.89 | 6:00 | 40.69
8 | 7 | 7:00 | 75.18 | 7:00 | 74.8
9 | 7 | 8:00 | 87.59 | 8:00 | 87.15
10 | 7 | 9:00 | 91.39 | 9:00 | 90.94
11 | 7 | 10:00 | 94.15 | 10:00 | 93.68
12 | 7 | 11:00 | 95.63 | 11:00 | 95.15
13 | 7 | 12:00 | 94.21 | 12:00 | 93.74
14 | 7 | 13:00 | 93.88 | 13:00 | 93.41
15 | 7 | 14:00 | 91.74 | 14:00 | 91.28
16 | 7 | 15:00 | 82.44 | 15:00 | 82.03
17 | 7 | 16:00 | 72.09 | 16:00 | 71.73
18 | 7 | 17:00 | 48.32 | 17:00 | 48.07
19 | 7 | 18:00 | 15.68 | 18:00 | 15.6
20 | 7 | 19:00 | 0 | 19:00 | 0
21 | 7 | 20:00 | 0 | 20:00 | 0
22 | 7 | 21:00 | 0 | 21:00 | 0
23 | 7 | 22:00 | 0 | 22:00 | 0
24 | 7 | 23:00 | 0 | 23:00 | 0
1 | 7 | 0:00 | 0 | 0:00 | 0
2 | 7 | 1:00 | 0 | 1:00 | 0
3 | 7 | 2:00 | 0 | 2:00 | 0
4 | 7 | 3:00 | 0 | 3:00 | 0
5 | 7 | 4:00 | 0 | 4:00 | 0
6 | 7 | 5:00 | 6.04 | 5:00 | 6.01
7 | 7 | 6:00 | 34.13 | 6:00 | 33.96
8 | 7 | 7:00 | 63.18 | 7:00 | 62.87
9 | 7 | 8:00 | 68.04 | 8:00 | 67.7
10 | 7 | 9:00 | 74.57 | 9:00 | 74.19
11 | 7 | 10:00 | 77.38 | 10:00 | 76.99
12 | 7 | 11:00 | 79.45 | 11:00 | 79.05
13 | 7 | 12:00 | 81.44 | 12:00 | 81.03
14 | 7 | 13:00 | 81.05 | 13:00 | 80.64
15 | 7 | 14:00 | 80.99 | 14:00 | 80.58
16 | 7 | 15:00 | 78.11 | 15:00 | 77.72
17 | 7 | 16:00 | 64.93 | 16:00 | 64.6
18 | 7 | 17:00 | 44.93 | 17:00 | 44.7
19 | 7 | 18:00 | 13.9 | 18:00 | 13.83
20 | 7 | 19:00 | 0 | 19:00 | 0
21 | 7 | 20:00 | 0 | 20:00 | 0
22 | 7 | 21:00 | 0 | 21:00 | 0
23 | 7 | 22:00 | 0 | 22:00 | 0
24 | 7 | 23:00 | 0 | 23:00 | 0
1 | 7 | 0:00 | 0 | 0:00 | 0
2 | 7 | 1:00 | 0 | 1:00 | 0
3 | 7 | 2:00 | 0 | 2:00 | 0
4 | 7 | 3:00 | 0 | 3:00 | 0
5 | 7 | 4:00 | 0 | 4:00 | 0
6 | 7 | 5:00 | 5.65 | 5:00 | 5.62
7 | 7 | 6:00 | 30.99 | 6:00 | 30.83
8 | 7 | 7:00 | 53.36 | 7:00 | 53.09
9 | 7 | 8:00 | 67.02 | 8:00 | 66.69
10 | 7 | 9:00 | 78.56 | 9:00 | 78.16
11 | 7 | 10:00 | 81.32 | 10:00 | 80.91
12 | 7 | 11:00 | 81.24 | 11:00 | 80.83
13 | 7 | 12:00 | 84.54 | 12:00 | 84.12
14 | 7 | 13:00 | 85.47 | 13:00 | 85.04
15 | 7 | 14:00 | 78.07 | 14:00 | 77.68
16 | 7 | 15:00 | 66.32 | 15:00 | 65.98
17 | 7 | 16:00 | 51.1 | 16:00 | 50.84
18 | 7 | 17:00 | 32.74 | 17:00 | 32.58
19 | 7 | 18:00 | 11.15 | 18:00 | 11.1
20 | 7 | 19:00 | 0 | 19:00 | 0
21 | 7 | 20:00 | 0 | 20:00 | 0
22 | 7 | 21:00 | 0 | 21:00 | 0
23 | 7 | 22:00 | 0 | 22:00 | 0
24 | 7 | 23:00 | 0 | 23:00 | 0
1 | 7 | 0:00 | 0 | 0:00 | 0
2 | 7 | 1:00 | 0 | 1:00 | 0
3 | 7 | 2:00 | 0 | 2:00 | 0
4 | 7 | 3:00 | 0 | 3:00 | 0
5 | 7 | 4:00 | 0 | 4:00 | 0
6 | 7 | 5:00 | 5.37 | 5:00 | 5.34
7 | 7 | 6:00 | 34.13 | 6:00 | 33.96
8 | 7 | 7:00 | 60.45 | 7:00 | 60.15
9 | 7 | 8:00 | 71.57 | 8:00 | 71.21
10 | 7 | 9:00 | 78.12 | 9:00 | 77.73
11 | 7 | 10:00 | 85.21 | 10:00 | 84.79
12 | 7 | 11:00 | 86.31 | 11:00 | 85.88
13 | 7 | 12:00 | 86.94 | 12:00 | 86.5
14 | 7 | 13:00 | 82.81 | 13:00 | 82.4
15 | 7 | 14:00 | 87.02 | 14:00 | 86.58
16 | 7 | 15:00 | 82.33 | 15:00 | 81.92
17 | 7 | 16:00 | 72.65 | 16:00 | 72.29
18 | 7 | 17:00 | 51.44 | 17:00 | 51.19
19 | 7 | 18:00 | 16.56 | 18:00 | 16.48
20 | 7 | 19:00 | 0 | 19:00 | 0
21 | 7 | 20:00 | 0 | 20:00 | 0
22 | 7 | 21:00 | 0 | 21:00 | 0
23 | 7 | 22:00 | 0 | 22:00 | 0
24 | 7 | 23:00 | 0 | 23:00 | 0
1 | 7 | 0:00 | 0 | 0:00 | 0
2 | 7 | 1:00 | 0 | 1:00 | 0
3 | 7 | 2:00 | 0 | 2:00 | 0
4 | 7 | 3:00 | 0 | 3:00 | 0
5 | 7 | 4:00 | 0 | 4:00 | 0
6 | 7 | 5:00 | 6.41 | 5:00 | 6.37
7 | 7 | 6:00 | 38.68 | 6:00 | 38.49
8 | 7 | 7:00 | 70.19 | 7:00 | 69.84
9 | 7 | 8:00 | 77.74 | 8:00 | 77.35
10 | 7 | 9:00 | 85.51 | 9:00 | 85.08
11 | 7 | 10:00 | 89.53 | 10:00 | 89.09
12 | 7 | 11:00 | 87.6 | 11:00 | 87.16
13 | 7 | 12:00 | 82.46 | 12:00 | 82.05
14 | 7 | 13:00 | 84.93 | 13:00 | 84.5
15 | 7 | 14:00 | 85.57 | 14:00 | 85.14
16 | 7 | 15:00 | 75.24 | 15:00 | 74.87
17 | 7 | 16:00 | 64.04 | 16:00 | 63.72
18 | 7 | 17:00 | 41.4 | 17:00 | 41.19
19 | 7 | 18:00 | 12.16 | 18:00 | 12.1
20 | 7 | 19:00 | 0 | 19:00 | 0
21 | 7 | 20:00 | 0 | 20:00 | 0
22 | 7 | 21:00 | 0 | 21:00 | 0
23 | 7 | 22:00 | 0 | 22:00 | 0
24 | 7 | 23:00 | 0 | 23:00 | 0
1 | 7 | 0:00 | 0 | 0:00 | 0
2 | 7 | 1:00 | 0 | 1:00 | 0
3 | 7 | 2:00 | 0 | 2:00 | 0
4 | 7 | 3:00 | 0 | 3:00 | 0
5 | 7 | 4:00 | 0 | 4:00 | 0
6 | 7 | 5:00 | 5.17 | 5:00 | 5.15
7 | 7 | 6:00 | 30.44 | 6:00 | 30.29
8 | 7 | 7:00 | 53.4 | 7:00 | 53.13
9 | 7 | 8:00 | 59.59 | 8:00 | 59.3
10 | 7 | 9:00 | 66.8 | 9:00 | 66.47
11 | 7 | 10:00 | 76.73 | 10:00 | 76.34
12 | 7 | 11:00 | 78.98 | 11:00 | 78.58
13 | 7 | 12:00 | 77.77 | 12:00 | 77.38
14 | 7 | 13:00 | 81.06 | 13:00 | 80.65
15 | 7 | 14:00 | 79.35 | 14:00 | 78.96
16 | 7 | 15:00 | 69.38 | 15:00 | 69.03
17 | 7 | 16:00 | 59.99 | 16:00 | 59.69
18 | 7 | 17:00 | 39.02 | 17:00 | 38.83
19 | 7 | 18:00 | 14.72 | 18:00 | 14.64
20 | 7 | 19:00 | 0 | 19:00 | 0
21 | 7 | 20:00 | 0 | 20:00 | 0
22 | 7 | 21:00 | 0 | 21:00 | 0
23 | 7 | 22:00 | 0 | 22:00 | 0
24 | 7 | 23:00 | 0 | 23:00 | 0
1 | 7 | 0:00 | 0 | 0:00 | 0
2 | 7 | 1:00 | 0 | 1:00 | 0
3 | 7 | 2:00 | 0 | 2:00 | 0
4 | 7 | 3:00 | 0 | 3:00 | 0
5 | 7 | 4:00 | 0 | 4:00 | 0
6 | 7 | 5:00 | 4.85 | 5:00 | 4.83
7 | 7 | 6:00 | 30.37 | 6:00 | 30.22
8 | 7 | 7:00 | 55.88 | 7:00 | 55.6
9 | 7 | 8:00 | 69.08 | 8:00 | 68.74
10 | 7 | 9:00 | 71.76 | 9:00 | 71.4
11 | 7 | 10:00 | 80.93 | 10:00 | 80.53
12 | 7 | 11:00 | 82.43 | 11:00 | 82.02
13 | 7 | 12:00 | 79.67 | 12:00 | 79.28
14 | 7 | 13:00 | 83.5 | 13:00 | 83.08
15 | 7 | 14:00 | 83.7 | 14:00 | 83.29
16 | 7 | 15:00 | 74.39 | 15:00 | 74.02
17 | 7 | 16:00 | 65.56 | 16:00 | 65.23
18 | 7 | 17:00 | 45.91 | 17:00 | 45.68
19 | 7 | 18:00 | 15.66 | 18:00 | 15.58
20 | 7 | 19:00 | 0 | 19:00 | 0
21 | 7 | 20:00 | 0 | 20:00 | 0
22 | 7 | 21:00 | 0 | 21:00 | 0
23 | 7 | 22:00 | 0 | 22:00 | 0
24 | 7 | 23:00 | 0 | 23:00 | 0
1 | 7 | 0:00 | 0 | 0:00 | 0
2 | 7 | 1:00 | 0 | 1:00 | 0
3 | 7 | 2:00 | 0 | 2:00 | 0
4 | 7 | 3:00 | 0 | 3:00 | 0
5 | 7 | 4:00 | 0 | 4:00 | 0
6 | 7 | 5:00 | 6.23 | 5:00 | 6.19
7 | 7 | 6:00 | 40.24 | 6:00 | 40.04
8 | 7 | 7:00 | 66.55 | 7:00 | 66.21
9 | 7 | 8:00 | 77.87 | 8:00 | 77.48
10 | 7 | 9:00 | 86.47 | 9:00 | 86.03
11 | 7 | 10:00 | 88.88 | 10:00 | 88.44
12 | 7 | 11:00 | 93.05 | 11:00 | 92.58
13 | 7 | 12:00 | 96.43 | 12:00 | 95.94
14 | 7 | 13:00 | 91.61 | 13:00 | 91.15
15 | 7 | 14:00 | 89.47 | 14:00 | 89.02
16 | 7 | 15:00 | 83.02 | 15:00 | 82.61
17 | 7 | 16:00 | 70.48 | 16:00 | 70.13
18 | 7 | 17:00 | 47.65 | 17:00 | 47.41
19 | 7 | 18:00 | 14.48 | 18:00 | 14.41
20 | 7 | 19:00 | 0 | 19:00 | 0
21 | 7 | 20:00 | 0 | 20:00 | 0
22 | 7 | 21:00 | 0 | 21:00 | 0
23 | 7 | 22:00 | 0 | 22:00 | 0
24 | 7 | 23:00 | 0 | 23:00 | 0
1 | 7 | 0:00 | 0 | 0:00 | 0
2 | 7 | 1:00 | 0 | 1:00 | 0
3 | 7 | 2:00 | 0 | 2:00 | 0
4 | 7 | 3:00 | 0 | 3:00 | 0
5 | 7 | 4:00 | 0 | 4:00 | 0
6 | 7 | 5:00 | 5.94 | 5:00 | 5.91
7 | 7 | 6:00 | 37.82 | 6:00 | 37.63
8 | 7 | 7:00 | 67.87 | 7:00 | 67.53
9 | 7 | 8:00 | 79.89 | 8:00 | 79.49
10 | 7 | 9:00 | 82.86 | 9:00 | 82.44
11 | 7 | 10:00 | 86.75 | 10:00 | 86.32
12 | 7 | 11:00 | 91.36 | 11:00 | 90.9
13 | 7 | 12:00 | 91.63 | 12:00 | 91.17
14 | 7 | 13:00 | 89.46 | 13:00 | 89.01
15 | 7 | 14:00 | 86.83 | 14:00 | 86.39
16 | 7 | 15:00 | 81.79 | 15:00 | 81.38
17 | 7 | 16:00 | 65.69 | 16:00 | 65.36
18 | 7 | 17:00 | 39.86 | 17:00 | 39.66
19 | 7 | 18:00 | 14.04 | 18:00 | 13.97
20 | 7 | 19:00 | 0 | 19:00 | 0
21 | 7 | 20:00 | 0 | 20:00 | 0
22 | 7 | 21:00 | 0 | 21:00 | 0
23 | 7 | 22:00 | 0 | 22:00 | 0
24 | 7 | 23:00 | 0 | 23:00 | 0
1 | 7 | 0:00 | 0 | 0:00 | 0
2 | 7 | 1:00 | 0 | 1:00 | 0
3 | 7 | 2:00 | 0 | 2:00 | 0
4 | 7 | 3:00 | 0 | 3:00 | 0
5 | 7 | 4:00 | 0 | 4:00 | 0
6 | 7 | 5:00 | 5.35 | 5:00 | 5.32
7 | 7 | 6:00 | 37.56 | 6:00 | 37.38
8 | 7 | 7:00 | 68.32 | 7:00 | 67.98
9 | 7 | 8:00 | 72.61 | 8:00 | 72.25
10 | 7 | 9:00 | 78.88 | 9:00 | 78.48
11 | 7 | 10:00 | 86.77 | 10:00 | 86.34
12 | 7 | 11:00 | 92.11 | 11:00 | 91.65
13 | 7 | 12:00 | 87.81 | 12:00 | 87.37
14 | 7 | 13:00 | 86.44 | 13:00 | 86.01
15 | 7 | 14:00 | 85.65 | 14:00 | 85.22
16 | 7 | 15:00 | 80.24 | 15:00 | 79.84
17 | 7 | 16:00 | 74.17 | 16:00 | 73.8
18 | 7 | 17:00 | 50.45 | 17:00 | 50.2
19 | 7 | 18:00 | 15.69 | 18:00 | 15.61
20 | 7 | 19:00 | 0 | 19:00 | 0
21 | 7 | 20:00 | 0 | 20:00 | 0
22 | 7 | 21:00 | 0 | 21:00 | 0
23 | 7 | 22:00 | 0 | 22:00 | 0
24 | 7 | 23:00 | 0 | 23:00 | 0
1 | 7 | 0:00 | 0 | 0:00 | 0
2 | 7 | 1:00 | 0 | 1:00 | 0
3 | 7 | 2:00 | 0 | 2:00 | 0
4 | 7 | 3:00 | 0 | 3:00 | 0
5 | 7 | 4:00 | 0 | 4:00 | 0
6 | 7 | 5:00 | 5.44 | 5:00 | 5.41
7 | 7 | 6:00 | 37.25 | 6:00 | 37.07
8 | 7 | 7:00 | 69.12 | 7:00 | 68.77
9 | 7 | 8:00 | 78.6 | 8:00 | 78.2
10 | 7 | 9:00 | 86.03 | 9:00 | 85.6
11 | 7 | 10:00 | 89.82 | 10:00 | 89.37
12 | 7 | 11:00 | 90.13 | 11:00 | 89.68
13 | 7 | 12:00 | 93.13 | 12:00 | 92.66
14 | 7 | 13:00 | 91.56 | 13:00 | 91.1
15 | 7 | 14:00 | 87.56 | 14:00 | 87.12
16 | 7 | 15:00 | 84.29 | 15:00 | 83.87
17 | 7 | 16:00 | 76.93 | 16:00 | 76.54
18 | 7 | 17:00 | 52.01 | 17:00 | 51.75
19 | 7 | 18:00 | 15.11 | 18:00 | 15.04
20 | 7 | 19:00 | 0 | 19:00 | 0
21 | 7 | 20:00 | 0 | 20:00 | 0
22 | 7 | 21:00 | 0 | 21:00 | 0
23 | 7 | 22:00 | 0 | 22:00 | 0
24 | 7 | 23:00 | 0 | 23:00 | 0
1 | 7 | 0:00 | 0 | 0:00 | 0
2 | 7 | 1:00 | 0 | 1:00 | 0
3 | 7 | 2:00 | 0 | 2:00 | 0
4 | 7 | 3:00 | 0 | 3:00 | 0
5 | 7 | 4:00 | 0 | 4:00 | 0
6 | 7 | 5:00 | 5.07 | 5:00 | 5.05
7 | 7 | 6:00 | 36.58 | 6:00 | 36.4
8 | 7 | 7:00 | 67.26 | 7:00 | 66.92
9 | 7 | 8:00 | 80.68 | 8:00 | 80.27
10 | 7 | 9:00 | 86.07 | 9:00 | 85.64
11 | 7 | 10:00 | 93.04 | 10:00 | 92.57
12 | 7 | 11:00 | 92.02 | 11:00 | 91.56
13 | 7 | 12:00 | 86.64 | 12:00 | 86.21
14 | 7 | 13:00 | 81.13 | 13:00 | 80.73
15 | 7 | 14:00 | 85.67 | 14:00 | 85.24
16 | 7 | 15:00 | 83.88 | 15:00 | 83.46
17 | 7 | 16:00 | 72.83 | 16:00 | 72.47
18 | 7 | 17:00 | 48.74 | 17:00 | 48.5
19 | 7 | 18:00 | 16.35 | 18:00 | 16.27
20 | 7 | 19:00 | 0 | 19:00 | 0
21 | 7 | 20:00 | 0 | 20:00 | 0
22 | 7 | 21:00 | 0 | 21:00 | 0
23 | 7 | 22:00 | 0 | 22:00 | 0
24 | 7 | 23:00 | 0 | 23:00 | 0
1 | 7 | 0:00 | 0 | 0:00 | 0
2 | 7 | 1:00 | 0 | 1:00 | 0
3 | 7 | 2:00 | 0 | 2:00 | 0
4 | 7 | 3:00 | 0 | 3:00 | 0
5 | 7 | 4:00 | 0 | 4:00 | 0
6 | 7 | 5:00 | 5.17 | 5:00 | 5.14
7 | 7 | 6:00 | 40.6 | 6:00 | 40.39
8 | 7 | 7:00 | 80.95 | 7:00 | 80.55
9 | 7 | 8:00 | 94.05 | 8:00 | 93.58
10 | 7 | 9:00 | 95.11 | 9:00 | 94.64
11 | 7 | 10:00 | 95.41 | 10:00 | 94.93
12 | 7 | 11:00 | 94.18 | 11:00 | 93.71
13 | 7 | 12:00 | 89.37 | 12:00 | 88.93
14 | 7 | 13:00 | 89.01 | 13:00 | 88.56
15 | 7 | 14:00 | 88.92 | 14:00 | 88.48
16 | 7 | 15:00 | 87.99 | 15:00 | 87.55
17 | 7 | 16:00 | 75.38 | 16:00 | 75
18 | 7 | 17:00 | 46.29 | 17:00 | 46.05
19 | 7 | 18:00 | 13.48 | 18:00 | 13.42
20 | 7 | 19:00 | 0 | 19:00 | 0
21 | 7 | 20:00 | 0 | 20:00 | 0
22 | 7 | 21:00 | 0 | 21:00 | 0
23 | 7 | 22:00 | 0 | 22:00 | 0
24 | 7 | 23:00 | 0 | 23:00 | 0
1 | 7 | 0:00 | 0 | 0:00 | 0
2 | 7 | 1:00 | 0 | 1:00 | 0
3 | 7 | 2:00 | 0 | 2:00 | 0
4 | 7 | 3:00 | 0 | 3:00 | 0
5 | 7 | 4:00 | 0 | 4:00 | 0
6 | 7 | 5:00 | 4.37 | 5:00 | 4.35
7 | 7 | 6:00 | 36.07 | 6:00 | 35.89
8 | 7 | 7:00 | 74.53 | 7:00 | 74.16
9 | 7 | 8:00 | 83.63 | 8:00 | 83.21
10 | 7 | 9:00 | 84.59 | 9:00 | 84.17
11 | 7 | 10:00 | 87.39 | 10:00 | 86.96
12 | 7 | 11:00 | 89.52 | 11:00 | 89.07
13 | 7 | 12:00 | 82.45 | 12:00 | 82.04
14 | 7 | 13:00 | 84.37 | 13:00 | 83.95
15 | 7 | 14:00 | 85.34 | 14:00 | 84.92
16 | 7 | 15:00 | 77.94 | 15:00 | 77.55
17 | 7 | 16:00 | 73.71 | 16:00 | 73.34
18 | 7 | 17:00 | 52.09 | 17:00 | 51.83
19 | 7 | 18:00 | 13.39 | 18:00 | 13.32
20 | 7 | 19:00 | 0 | 19:00 | 0
21 | 7 | 20:00 | 0 | 20:00 | 0
22 | 7 | 21:00 | 0 | 21:00 | 0
23 | 7 | 22:00 | 0 | 22:00 | 0
24 | 7 | 23:00 | 0 | 23:00 | 0
1 | 7 | 0:00 | 0 | 0:00 | 0
2 | 7 | 1:00 | 0 | 1:00 | 0
3 | 7 | 2:00 | 0 | 2:00 | 0
4 | 7 | 3:00 | 0 | 3:00 | 0
5 | 7 | 4:00 | 0 | 4:00 | 0
6 | 7 | 5:00 | 4.31 | 5:00 | 4.29
7 | 7 | 6:00 | 33.71 | 6:00 | 33.54
8 | 7 | 7:00 | 61.99 | 7:00 | 61.68
9 | 7 | 8:00 | 77.92 | 8:00 | 77.53
10 | 7 | 9:00 | 87.6 | 9:00 | 87.16
11 | 7 | 10:00 | 88.87 | 10:00 | 88.43
12 | 7 | 11:00 | 87.22 | 11:00 | 86.78
13 | 7 | 12:00 | 79.68 | 12:00 | 79.28
14 | 7 | 13:00 | 79.02 | 13:00 | 78.62
15 | 7 | 14:00 | 83.86 | 14:00 | 83.44
16 | 7 | 15:00 | 83.03 | 15:00 | 82.61
17 | 7 | 16:00 | 63.37 | 16:00 | 63.05
18 | 7 | 17:00 | 45.19 | 17:00 | 44.97
19 | 7 | 18:00 | 14.6 | 18:00 | 14.52
20 | 7 | 19:00 | 0 | 19:00 | 0
21 | 7 | 20:00 | 0 | 20:00 | 0
22 | 7 | 21:00 | 0 | 21:00 | 0
23 | 7 | 22:00 | 0 | 22:00 | 0
24 | 7 | 23:00 | 0 | 23:00 | 0
1 | 7 | 0:00 | 0 | 0:00 | 0
2 | 7 | 1:00 | 0 | 1:00 | 0
3 | 7 | 2:00 | 0 | 2:00 | 0
4 | 7 | 3:00 | 0 | 3:00 | 0
5 | 7 | 4:00 | 0 | 4:00 | 0
6 | 7 | 5:00 | 4.68 | 5:00 | 4.66
7 | 7 | 6:00 | 38.73 | 6:00 | 38.54
8 | 7 | 7:00 | 76.86 | 7:00 | 76.47
9 | 7 | 8:00 | 82.75 | 8:00 | 82.33
10 | 7 | 9:00 | 85.52 | 9:00 | 85.09
11 | 7 | 10:00 | 95.26 | 10:00 | 94.78
12 | 7 | 11:00 | 95.83 | 11:00 | 95.35
13 | 7 | 12:00 | 96.38 | 12:00 | 95.9
14 | 7 | 13:00 | 93.76 | 13:00 | 93.29
15 | 7 | 14:00 | 85.99 | 14:00 | 85.56
16 | 7 | 15:00 | 77.3 | 15:00 | 76.91
17 | 7 | 16:00 | 65.93 | 16:00 | 65.6
18 | 7 | 17:00 | 42.89 | 17:00 | 42.68
19 | 7 | 18:00 | 12.74 | 18:00 | 12.67
20 | 7 | 19:00 | 0 | 19:00 | 0
21 | 7 | 20:00 | 0 | 20:00 | 0
22 | 7 | 21:00 | 0 | 21:00 | 0
23 | 7 | 22:00 | 0 | 22:00 | 0
24 | 7 | 23:00 | 0 | 23:00 | 0
1 | 7 | 0:00 | 0 | 0:00 | 0
2 | 7 | 1:00 | 0 | 1:00 | 0
3 | 7 | 2:00 | 0 | 2:00 | 0
4 | 7 | 3:00 | 0 | 3:00 | 0
5 | 7 | 4:00 | 0 | 4:00 | 0
6 | 7 | 5:00 | 4.56 | 5:00 | 4.54
7 | 7 | 6:00 | 35.24 | 6:00 | 35.06
8 | 7 | 7:00 | 68.77 | 7:00 | 68.42
9 | 7 | 8:00 | 78.58 | 8:00 | 78.19
10 | 7 | 9:00 | 87.21 | 9:00 | 86.77
11 | 7 | 10:00 | 89.73 | 10:00 | 89.28
12 | 7 | 11:00 | 91.52 | 11:00 | 91.06
13 | 7 | 12:00 | 84.95 | 12:00 | 84.52
14 | 7 | 13:00 | 86.36 | 13:00 | 85.93
15 | 7 | 14:00 | 82.48 | 14:00 | 82.07
16 | 7 | 15:00 | 78.55 | 15:00 | 78.16
17 | 7 | 16:00 | 74.35 | 16:00 | 73.97
18 | 7 | 17:00 | 51.03 | 17:00 | 50.77
19 | 7 | 18:00 | 14.59 | 18:00 | 14.52
20 | 7 | 19:00 | 0 | 19:00 | 0
21 | 7 | 20:00 | 0 | 20:00 | 0
22 | 7 | 21:00 | 0 | 21:00 | 0
23 | 7 | 22:00 | 0 | 22:00 | 0
24 | 7 | 23:00 | 0 | 23:00 | 0
1 | 7 | 0:00 | 0 | 0:00 | 0
2 | 7 | 1:00 | 0 | 1:00 | 0
3 | 7 | 2:00 | 0 | 2:00 | 0
4 | 7 | 3:00 | 0 | 3:00 | 0
5 | 7 | 4:00 | 0 | 4:00 | 0
6 | 7 | 5:00 | 4.39 | 5:00 | 4.37
7 | 7 | 6:00 | 38.92 | 6:00 | 38.73
8 | 7 | 7:00 | 78.83 | 7:00 | 78.43
9 | 7 | 8:00 | 87.91 | 8:00 | 87.47
10 | 7 | 9:00 | 92.55 | 9:00 | 92.09
11 | 7 | 10:00 | 93.42 | 10:00 | 92.95
12 | 7 | 11:00 | 93.2 | 11:00 | 92.73
13 | 7 | 12:00 | 89.62 | 12:00 | 89.17
14 | 7 | 13:00 | 89.4 | 13:00 | 88.95
15 | 7 | 14:00 | 84.54 | 14:00 | 84.11
16 | 7 | 15:00 | 79.02 | 15:00 | 78.62
17 | 7 | 16:00 | 70.87 | 16:00 | 70.52
18 | 7 | 17:00 | 47.94 | 17:00 | 47.7
19 | 7 | 18:00 | 13.25 | 18:00 | 13.18
20 | 7 | 19:00 | 0 | 19:00 | 0
21 | 7 | 20:00 | 0 | 20:00 | 0
22 | 7 | 21:00 | 0 | 21:00 | 0
23 | 7 | 22:00 | 0 | 22:00 | 0
24 | 7 | 23:00 | 0 | 23:00 | 0
1 | 7 | 0:00 | 0 | 0:00 | 0
2 | 7 | 1:00 | 0 | 1:00 | 0
3 | 7 | 2:00 | 0 | 2:00 | 0
4 | 7 | 3:00 | 0 | 3:00 | 0
5 | 7 | 4:00 | 0 | 4:00 | 0
6 | 7 | 5:00 | 4.21 | 5:00 | 4.19
7 | 7 | 6:00 | 36.45 | 6:00 | 36.27
8 | 7 | 7:00 | 73.89 | 7:00 | 73.52
9 | 7 | 8:00 | 81.31 | 8:00 | 80.91
10 | 7 | 9:00 | 86.15 | 9:00 | 85.72
11 | 7 | 10:00 | 87.29 | 10:00 | 86.85
12 | 7 | 11:00 | 85.63 | 11:00 | 85.2
13 | 7 | 12:00 | 88.38 | 12:00 | 87.94
14 | 7 | 13:00 | 90.59 | 13:00 | 90.14
15 | 7 | 14:00 | 87.11 | 14:00 | 86.67
16 | 7 | 15:00 | 83.16 | 15:00 | 82.75
17 | 7 | 16:00 | 76.15 | 16:00 | 75.77
18 | 7 | 17:00 | 50.55 | 17:00 | 50.29
19 | 7 | 18:00 | 13.38 | 18:00 | 13.31
20 | 7 | 19:00 | 0 | 19:00 | 0
21 | 7 | 20:00 | 0 | 20:00 | 0
22 | 7 | 21:00 | 0 | 21:00 | 0
23 | 7 | 22:00 | 0 | 22:00 | 0
24 | 7 | 23:00 | 0 | 23:00 | 0
1 | 7 | 0:00 | 0 | 0:00 | 0
2 | 7 | 1:00 | 0 | 1:00 | 0
3 | 7 | 2:00 | 0 | 2:00 | 0
4 | 7 | 3:00 | 0 | 3:00 | 0
5 | 7 | 4:00 | 0 | 4:00 | 0
6 | 7 | 5:00 | 3.37 | 5:00 | 3.36
7 | 7 | 6:00 | 30.82 | 6:00 | 30.67
8 | 7 | 7:00 | 62.06 | 7:00 | 61.75
9 | 7 | 8:00 | 74.66 | 8:00 | 74.29
10 | 7 | 9:00 | 81.71 | 9:00 | 81.31
11 | 7 | 10:00 | 85.47 | 10:00 | 85.04
12 | 7 | 11:00 | 86.47 | 11:00 | 86.04
13 | 7 | 12:00 | 86.68 | 12:00 | 86.24
14 | 7 | 13:00 | 88.03 | 13:00 | 87.59
15 | 7 | 14:00 | 75.18 | 14:00 | 74.8
16 | 7 | 15:00 | 69.13 | 15:00 | 68.78
17 | 7 | 16:00 | 61.98 | 16:00 | 61.67
18 | 7 | 17:00 | 39.89 | 17:00 | 39.69
19 | 7 | 18:00 | 11.26 | 18:00 | 11.2
20 | 7 | 19:00 | 0 | 19:00 | 0
21 | 7 | 20:00 | 0 | 20:00 | 0
22 | 7 | 21:00 | 0 | 21:00 | 0
23 | 7 | 22:00 | 0 | 22:00 | 0
24 | 7 | 23:00 | 0 | 23:00 | 0
1 | 7 | 0:00 | 0 | 0:00 | 0
2 | 7 | 1:00 | 0 | 1:00 | 0
3 | 7 | 2:00 | 0 | 2:00 | 0
4 | 7 | 3:00 | 0 | 3:00 | 0
5 | 7 | 4:00 | 0 | 4:00 | 0
6 | 7 | 5:00 | 3.15 | 5:00 | 3.14
7 | 7 | 6:00 | 32.2 | 6:00 | 32.04
8 | 7 | 7:00 | 67.77 | 7:00 | 67.43
9 | 7 | 8:00 | 83.65 | 8:00 | 83.24
10 | 7 | 9:00 | 88.72 | 9:00 | 88.28
11 | 7 | 10:00 | 89.93 | 10:00 | 89.48
12 | 7 | 11:00 | 90.55 | 11:00 | 90.1
13 | 7 | 12:00 | 88.25 | 12:00 | 87.81
14 | 7 | 13:00 | 84.51 | 13:00 | 84.09
15 | 7 | 14:00 | 85.15 | 14:00 | 84.72
16 | 7 | 15:00 | 81.42 | 15:00 | 81.01
17 | 7 | 16:00 | 71.33 | 16:00 | 70.98
18 | 7 | 17:00 | 47.32 | 17:00 | 47.09
19 | 7 | 18:00 | 11.25 | 18:00 | 11.19
20 | 7 | 19:00 | 0 | 19:00 | 0
21 | 7 | 20:00 | 0 | 20:00 | 0
22 | 7 | 21:00 | 0 | 21:00 | 0
23 | 7 | 22:00 | 0 | 22:00 | 0
24 | 7 | 23:00 | 0 | 23:00 | 0
1 | 7 | 0:00 | 0 | 0:00 | 0
2 | 7 | 1:00 | 0 | 1:00 | 0
3 | 7 | 2:00 | 0 | 2:00 | 0
4 | 7 | 3:00 | 0 | 3:00 | 0
5 | 7 | 4:00 | 0 | 4:00 | 0
6 | 7 | 5:00 | 2.91 | 5:00 | 2.89
7 | 7 | 6:00 | 30.38 | 6:00 | 30.22
8 | 7 | 7:00 | 55.23 | 7:00 | 54.95
9 | 7 | 8:00 | 65.39 | 8:00 | 65.06
10 | 7 | 9:00 | 77.45 | 9:00 | 77.07
11 | 7 | 10:00 | 84.2 | 10:00 | 83.78
12 | 7 | 11:00 | 84.15 | 11:00 | 83.73
13 | 7 | 12:00 | 80.54 | 12:00 | 80.13
14 | 7 | 13:00 | 74.68 | 13:00 | 74.3
15 | 7 | 14:00 | 70.65 | 14:00 | 70.3
16 | 7 | 15:00 | 69.08 | 15:00 | 68.73
17 | 7 | 16:00 | 57.84 | 16:00 | 57.55
18 | 7 | 17:00 | 39.3 | 17:00 | 39.1
19 | 7 | 18:00 | 10.53 | 18:00 | 10.47
20 | 7 | 19:00 | 0 | 19:00 | 0
21 | 7 | 20:00 | 0 | 20:00 | 0
22 | 7 | 21:00 | 0 | 21:00 | 0
23 | 7 | 22:00 | 0 | 22:00 | 0
24 | 7 | 23:00 | 0 | 23:00 | 0
1 | 7 | 0:00 | 0 | 0:00 | 0
2 | 7 | 1:00 | 0 | 1:00 | 0
3 | 7 | 2:00 | 0 | 2:00 | 0
4 | 7 | 3:00 | 0 | 3:00 | 0
5 | 7 | 4:00 | 0 | 4:00 | 0
6 | 7 | 5:00 | 2.81 | 5:00 | 2.8
7 | 7 | 6:00 | 27.94 | 6:00 | 27.8
8 | 7 | 7:00 | 61.13 | 7:00 | 60.82
9 | 7 | 8:00 | 74.68 | 8:00 | 74.31
10 | 7 | 9:00 | 80.86 | 9:00 | 80.45
11 | 7 | 10:00 | 80.38 | 10:00 | 79.98
12 | 7 | 11:00 | 79.33 | 11:00 | 78.94
13 | 7 | 12:00 | 74.42 | 12:00 | 74.05
14 | 7 | 13:00 | 76.67 | 13:00 | 76.29
15 | 7 | 14:00 | 69.83 | 14:00 | 69.48
16 | 7 | 15:00 | 64.89 | 15:00 | 64.57
17 | 7 | 16:00 | 48.72 | 16:00 | 48.48
18 | 7 | 17:00 | 36.7 | 17:00 | 36.51
19 | 7 | 18:00 | 9.97 | 18:00 | 9.92
20 | 7 | 19:00 | 0 | 19:00 | 0
21 | 7 | 20:00 | 0 | 20:00 | 0
22 | 7 | 21:00 | 0 | 21:00 | 0
23 | 7 | 22:00 | 0 | 22:00 | 0
24 | 7 | 23:00 | 0 | 23:00 | 0
1 | 7 | 0:00 | 0 | 0:00 | 0
2 | 7 | 1:00 | 0 | 1:00 | 0
3 | 7 | 2:00 | 0 | 2:00 | 0
4 | 7 | 3:00 | 0 | 3:00 | 0
5 | 7 | 4:00 | 0 | 4:00 | 0
6 | 7 | 5:00 | 2.95 | 5:00 | 2.94
7 | 7 | 6:00 | 32.31 | 6:00 | 32.15
8 | 7 | 7:00 | 70.95 | 7:00 | 70.59
9 | 7 | 8:00 | 80.61 | 8:00 | 80.21
10 | 7 | 9:00 | 80.5 | 9:00 | 80.1
11 | 7 | 10:00 | 87.96 | 10:00 | 87.52
12 | 7 | 11:00 | 89.66 | 11:00 | 89.21
13 | 7 | 12:00 | 80.94 | 12:00 | 80.54
14 | 7 | 13:00 | 86.15 | 13:00 | 85.72
15 | 7 | 14:00 | 85.15 | 14:00 | 84.73
16 | 7 | 15:00 | 78.23 | 15:00 | 77.84
17 | 7 | 16:00 | 72.12 | 16:00 | 71.76
18 | 7 | 17:00 | 46.55 | 17:00 | 46.31
19 | 7 | 18:00 | 11.26 | 18:00 | 11.2
20 | 7 | 19:00 | 0 | 19:00 | 0
21 | 7 | 20:00 | 0 | 20:00 | 0
22 | 7 | 21:00 | 0 | 21:00 | 0
23 | 7 | 22:00 | 0 | 22:00 | 0
24 | 7 | 23:00 | 0 | 23:00 | 0
1 | 7 | 0:00 | 0 | 0:00 | 0
2 | 7 | 1:00 | 0 | 1:00 | 0
3 | 7 | 2:00 | 0 | 2:00 | 0
4 | 7 | 3:00 | 0 | 3:00 | 0
5 | 7 | 4:00 | 0 | 4:00 | 0
6 | 7 | 5:00 | 2.87 | 5:00 | 2.86
7 | 7 | 6:00 | 31.86 | 6:00 | 31.71
8 | 7 | 7:00 | 69.71 | 7:00 | 69.36
9 | 7 | 8:00 | 82.45 | 8:00 | 82.04
10 | 7 | 9:00 | 87.65 | 9:00 | 87.21
11 | 7 | 10:00 | 89.63 | 10:00 | 89.18
12 | 7 | 11:00 | 91.36 | 11:00 | 90.91
13 | 7 | 12:00 | 90.92 | 12:00 | 90.46
14 | 7 | 13:00 | 84.63 | 13:00 | 84.21
15 | 7 | 14:00 | 80.29 | 14:00 | 79.89
16 | 7 | 15:00 | 86.06 | 15:00 | 85.63
17 | 7 | 16:00 | 76.43 | 16:00 | 76.05
18 | 7 | 17:00 | 48.92 | 17:00 | 48.68
19 | 7 | 18:00 | 10.8 | 18:00 | 10.75
20 | 7 | 19:00 | 0 | 19:00 | 0
21 | 7 | 20:00 | 0 | 20:00 | 0
22 | 7 | 21:00 | 0 | 21:00 | 0
23 | 7 | 22:00 | 0 | 22:00 | 0
24 | 7 | 23:00 | 0 | 23:00 | 0
1 | 7 | 0:00 | 0 | 0:00 | 0
2 | 7 | 1:00 | 0 | 1:00 | 0
3 | 7 | 2:00 | 0 | 2:00 | 0
4 | 7 | 3:00 | 0 | 3:00 | 0
5 | 7 | 4:00 | 0 | 4:00 | 0
6 | 7 | 5:00 | 3 | 5:00 | 2.99
7 | 7 | 6:00 | 34.42 | 6:00 | 34.25
8 | 7 | 7:00 | 74.78 | 7:00 | 74.4
9 | 7 | 8:00 | 85.02 | 8:00 | 84.59
10 | 7 | 9:00 | 84.96 | 9:00 | 84.53
11 | 7 | 10:00 | 88.78 | 10:00 | 88.34
12 | 7 | 11:00 | 94.2 | 11:00 | 93.72
13 | 7 | 12:00 | 96.35 | 12:00 | 95.87
14 | 7 | 13:00 | 93.11 | 13:00 | 92.64
15 | 7 | 14:00 | 93.74 | 14:00 | 93.27
16 | 7 | 15:00 | 93 | 15:00 | 92.54
17 | 7 | 16:00 | 82.94 | 16:00 | 82.53
18 | 7 | 17:00 | 52.39 | 17:00 | 52.13
19 | 7 | 18:00 | 11.43 | 18:00 | 11.37
20 | 7 | 19:00 | 0 | 19:00 | 0
21 | 7 | 20:00 | 0 | 20:00 | 0
22 | 7 | 21:00 | 0 | 21:00 | 0
23 | 7 | 22:00 | 0 | 22:00 | 0
24 | 7 | 23:00 | 0 | 23:00 | 0
1 | 8 | 0:00 | 0 | 0:00 | 0
2 | 8 | 1:00 | 0 | 1:00 | 0
3 | 8 | 2:00 | 0 | 2:00 | 0
4 | 8 | 3:00 | 0 | 3:00 | 0
5 | 8 | 4:00 | 0 | 4:00 | 0
6 | 8 | 5:00 | 2.38 | 5:00 | 2.36
7 | 8 | 6:00 | 30.62 | 6:00 | 30.46
8 | 8 | 7:00 | 69.33 | 7:00 | 68.98
9 | 8 | 8:00 | 80.54 | 8:00 | 80.14
10 | 8 | 9:00 | 85.17 | 9:00 | 84.75
11 | 8 | 10:00 | 90.89 | 10:00 | 90.44
12 | 8 | 11:00 | 93.92 | 11:00 | 93.45
13 | 8 | 12:00 | 96.88 | 12:00 | 96.39
14 | 8 | 13:00 | 93.27 | 13:00 | 92.81
15 | 8 | 14:00 | 90.12 | 14:00 | 89.67
16 | 8 | 15:00 | 83.33 | 15:00 | 82.91
17 | 8 | 16:00 | 68.27 | 16:00 | 67.93
18 | 8 | 17:00 | 43.31 | 17:00 | 43.1
19 | 8 | 18:00 | 9.01 | 18:00 | 8.96
20 | 8 | 19:00 | 0 | 19:00 | 0
21 | 8 | 20:00 | 0 | 20:00 | 0
22 | 8 | 21:00 | 0 | 21:00 | 0
23 | 8 | 22:00 | 0 | 22:00 | 0
24 | 8 | 23:00 | 0 | 23:00 | 0
1 | 8 | 0:00 | 0 | 0:00 | 0
2 | 8 | 1:00 | 0 | 1:00 | 0
3 | 8 | 2:00 | 0 | 2:00 | 0
4 | 8 | 3:00 | 0 | 3:00 | 0
5 | 8 | 4:00 | 0 | 4:00 | 0
6 | 8 | 5:00 | 2.45 | 5:00 | 2.44
7 | 8 | 6:00 | 31.82 | 6:00 | 31.66
8 | 8 | 7:00 | 70.22 | 7:00 | 69.87
9 | 8 | 8:00 | 88.35 | 8:00 | 87.91
10 | 8 | 9:00 | 94.9 | 9:00 | 94.42
11 | 8 | 10:00 | 97.25 | 10:00 | 96.76
12 | 8 | 11:00 | 95.92 | 11:00 | 95.44
13 | 8 | 12:00 | 94.84 | 12:00 | 94.37
14 | 8 | 13:00 | 89.9 | 13:00 | 89.45
15 | 8 | 14:00 | 81.81 | 14:00 | 81.4
16 | 8 | 15:00 | 69.16 | 15:00 | 68.82
17 | 8 | 16:00 | 63.55 | 16:00 | 63.23
18 | 8 | 17:00 | 38.82 | 17:00 | 38.62
19 | 8 | 18:00 | 8.13 | 18:00 | 8.09
20 | 8 | 19:00 | 0 | 19:00 | 0
21 | 8 | 20:00 | 0 | 20:00 | 0
22 | 8 | 21:00 | 0 | 21:00 | 0
23 | 8 | 22:00 | 0 | 22:00 | 0
24 | 8 | 23:00 | 0 | 23:00 | 0
1 | 8 | 0:00 | 0 | 0:00 | 0
2 | 8 | 1:00 | 0 | 1:00 | 0
3 | 8 | 2:00 | 0 | 2:00 | 0
4 | 8 | 3:00 | 0 | 3:00 | 0
5 | 8 | 4:00 | 0 | 4:00 | 0
6 | 8 | 5:00 | 1.76 | 5:00 | 1.75
7 | 8 | 6:00 | 25.4 | 6:00 | 25.27
8 | 8 | 7:00 | 57.67 | 7:00 | 57.38
9 | 8 | 8:00 | 71.51 | 8:00 | 71.15
10 | 8 | 9:00 | 77.05 | 9:00 | 76.66
11 | 8 | 10:00 | 82.87 | 10:00 | 82.45
12 | 8 | 11:00 | 88.34 | 11:00 | 87.9
13 | 8 | 12:00 | 86.01 | 12:00 | 85.58
14 | 8 | 13:00 | 87.05 | 13:00 | 86.61
15 | 8 | 14:00 | 86.66 | 14:00 | 86.22
16 | 8 | 15:00 | 79.13 | 15:00 | 78.73
17 | 8 | 16:00 | 66.36 | 16:00 | 66.03
18 | 8 | 17:00 | 40.21 | 17:00 | 40.01
19 | 8 | 18:00 | 8.01 | 18:00 | 7.97
20 | 8 | 19:00 | 0 | 19:00 | 0
21 | 8 | 20:00 | 0 | 20:00 | 0
22 | 8 | 21:00 | 0 | 21:00 | 0
23 | 8 | 22:00 | 0 | 22:00 | 0
24 | 8 | 23:00 | 0 | 23:00 | 0
1 | 8 | 0:00 | 0 | 0:00 | 0
2 | 8 | 1:00 | 0 | 1:00 | 0
3 | 8 | 2:00 | 0 | 2:00 | 0
4 | 8 | 3:00 | 0 | 3:00 | 0
5 | 8 | 4:00 | 0 | 4:00 | 0
6 | 8 | 5:00 | 1.79 | 5:00 | 1.78
7 | 8 | 6:00 | 26.01 | 6:00 | 25.88
8 | 8 | 7:00 | 65.07 | 7:00 | 64.75
9 | 8 | 8:00 | 78.36 | 8:00 | 77.96
10 | 8 | 9:00 | 86.37 | 9:00 | 85.93
11 | 8 | 10:00 | 89.18 | 10:00 | 88.74
12 | 8 | 11:00 | 88.8 | 11:00 | 88.35
13 | 8 | 12:00 | 86.5 | 12:00 | 86.06
14 | 8 | 13:00 | 85.74 | 13:00 | 85.31
15 | 8 | 14:00 | 80.28 | 14:00 | 79.88
16 | 8 | 15:00 | 76.92 | 15:00 | 76.53
17 | 8 | 16:00 | 62.62 | 16:00 | 62.31
18 | 8 | 17:00 | 35.76 | 17:00 | 35.58
19 | 8 | 18:00 | 7.98 | 18:00 | 7.94
20 | 8 | 19:00 | 0 | 19:00 | 0
21 | 8 | 20:00 | 0 | 20:00 | 0
22 | 8 | 21:00 | 0 | 21:00 | 0
23 | 8 | 22:00 | 0 | 22:00 | 0
24 | 8 | 23:00 | 0 | 23:00 | 0
1 | 8 | 0:00 | 0 | 0:00 | 0
2 | 8 | 1:00 | 0 | 1:00 | 0
3 | 8 | 2:00 | 0 | 2:00 | 0
4 | 8 | 3:00 | 0 | 3:00 | 0
5 | 8 | 4:00 | 0 | 4:00 | 0
6 | 8 | 5:00 | 1.98 | 5:00 | 1.97
7 | 8 | 6:00 | 28.07 | 6:00 | 27.93
8 | 8 | 7:00 | 63.31 | 7:00 | 62.99
9 | 8 | 8:00 | 73.85 | 8:00 | 73.48
10 | 8 | 9:00 | 85.27 | 9:00 | 84.84
11 | 8 | 10:00 | 87.93 | 10:00 | 87.49
12 | 8 | 11:00 | 89.53 | 11:00 | 89.09
13 | 8 | 12:00 | 89.24 | 12:00 | 88.79
14 | 8 | 13:00 | 89.63 | 13:00 | 89.18
15 | 8 | 14:00 | 80.98 | 14:00 | 80.57
16 | 8 | 15:00 | 74.22 | 15:00 | 73.85
17 | 8 | 16:00 | 71.79 | 16:00 | 71.43
18 | 8 | 17:00 | 42.17 | 17:00 | 41.96
19 | 8 | 18:00 | 8.94 | 18:00 | 8.9
20 | 8 | 19:00 | 0 | 19:00 | 0
21 | 8 | 20:00 | 0 | 20:00 | 0
22 | 8 | 21:00 | 0 | 21:00 | 0
23 | 8 | 22:00 | 0 | 22:00 | 0
24 | 8 | 23:00 | 0 | 23:00 | 0
1 | 8 | 0:00 | 0 | 0:00 | 0
2 | 8 | 1:00 | 0 | 1:00 | 0
3 | 8 | 2:00 | 0 | 2:00 | 0
4 | 8 | 3:00 | 0 | 3:00 | 0
5 | 8 | 4:00 | 0 | 4:00 | 0
6 | 8 | 5:00 | 1.94 | 5:00 | 1.93
7 | 8 | 6:00 | 30.88 | 6:00 | 30.72
8 | 8 | 7:00 | 70.21 | 7:00 | 69.86
9 | 8 | 8:00 | 72.13 | 8:00 | 71.77
10 | 8 | 9:00 | 82.11 | 9:00 | 81.7
11 | 8 | 10:00 | 86.1 | 10:00 | 85.67
12 | 8 | 11:00 | 88.4 | 11:00 | 87.96
13 | 8 | 12:00 | 93.54 | 12:00 | 93.07
14 | 8 | 13:00 | 95.01 | 13:00 | 94.54
15 | 8 | 14:00 | 90.82 | 14:00 | 90.37
16 | 8 | 15:00 | 79.94 | 15:00 | 79.54
17 | 8 | 16:00 | 70.61 | 16:00 | 70.26
18 | 8 | 17:00 | 39.27 | 17:00 | 39.07
19 | 8 | 18:00 | 8.1 | 18:00 | 8.06
20 | 8 | 19:00 | 0 | 19:00 | 0
21 | 8 | 20:00 | 0 | 20:00 | 0
22 | 8 | 21:00 | 0 | 21:00 | 0
23 | 8 | 22:00 | 0 | 22:00 | 0
24 | 8 | 23:00 | 0 | 23:00 | 0
1 | 8 | 0:00 | 0 | 0:00 | 0
2 | 8 | 1:00 | 0 | 1:00 | 0
3 | 8 | 2:00 | 0 | 2:00 | 0
4 | 8 | 3:00 | 0 | 3:00 | 0
5 | 8 | 4:00 | 0 | 4:00 | 0
6 | 8 | 5:00 | 1.46 | 5:00 | 1.45
7 | 8 | 6:00 | 26.09 | 6:00 | 25.96
8 | 8 | 7:00 | 63.3 | 7:00 | 62.99
9 | 8 | 8:00 | 77.63 | 8:00 | 77.24
10 | 8 | 9:00 | 86.76 | 9:00 | 86.33
11 | 8 | 10:00 | 91.36 | 10:00 | 90.9
12 | 8 | 11:00 | 93.95 | 11:00 | 93.48
13 | 8 | 12:00 | 91.31 | 12:00 | 90.85
14 | 8 | 13:00 | 88.31 | 13:00 | 87.87
15 | 8 | 14:00 | 89.12 | 14:00 | 88.67
16 | 8 | 15:00 | 85.52 | 15:00 | 85.1
17 | 8 | 16:00 | 71.49 | 16:00 | 71.13
18 | 8 | 17:00 | 41.42 | 17:00 | 41.21
19 | 8 | 18:00 | 7.19 | 18:00 | 7.15
20 | 8 | 19:00 | 0 | 19:00 | 0
21 | 8 | 20:00 | 0 | 20:00 | 0
22 | 8 | 21:00 | 0 | 21:00 | 0
23 | 8 | 22:00 | 0 | 22:00 | 0
24 | 8 | 23:00 | 0 | 23:00 | 0
1 | 8 | 0:00 | 0 | 0:00 | 0
2 | 8 | 1:00 | 0 | 1:00 | 0
3 | 8 | 2:00 | 0 | 2:00 | 0
4 | 8 | 3:00 | 0 | 3:00 | 0
5 | 8 | 4:00 | 0 | 4:00 | 0
6 | 8 | 5:00 | 1.31 | 5:00 | 1.3
7 | 8 | 6:00 | 26.89 | 6:00 | 26.76
8 | 8 | 7:00 | 63.25 | 7:00 | 62.93
9 | 8 | 8:00 | 75.7 | 8:00 | 75.33
10 | 8 | 9:00 | 77.21 | 9:00 | 76.83
11 | 8 | 10:00 | 82.16 | 10:00 | 81.75
12 | 8 | 11:00 | 87.72 | 11:00 | 87.28
13 | 8 | 12:00 | 82.74 | 12:00 | 82.32
14 | 8 | 13:00 | 84.54 | 13:00 | 84.12
15 | 8 | 14:00 | 81.4 | 14:00 | 80.99
16 | 8 | 15:00 | 74.42 | 15:00 | 74.05
17 | 8 | 16:00 | 66.8 | 16:00 | 66.47
18 | 8 | 17:00 | 40.51 | 17:00 | 40.31
19 | 8 | 18:00 | 6.88 | 18:00 | 6.84
20 | 8 | 19:00 | 0 | 19:00 | 0
21 | 8 | 20:00 | 0 | 20:00 | 0
22 | 8 | 21:00 | 0 | 21:00 | 0
23 | 8 | 22:00 | 0 | 22:00 | 0
24 | 8 | 23:00 | 0 | 23:00 | 0
1 | 8 | 0:00 | 0 | 0:00 | 0
2 | 8 | 1:00 | 0 | 1:00 | 0
3 | 8 | 2:00 | 0 | 2:00 | 0
4 | 8 | 3:00 | 0 | 3:00 | 0
5 | 8 | 4:00 | 0 | 4:00 | 0
6 | 8 | 5:00 | 1.17 | 5:00 | 1.16
7 | 8 | 6:00 | 24.58 | 6:00 | 24.46
8 | 8 | 7:00 | 57.96 | 7:00 | 57.67
9 | 8 | 8:00 | 67.51 | 8:00 | 67.18
10 | 8 | 9:00 | 73.81 | 9:00 | 73.44
11 | 8 | 10:00 | 83.62 | 10:00 | 83.2
12 | 8 | 11:00 | 86.88 | 11:00 | 86.45
13 | 8 | 12:00 | 87.39 | 12:00 | 86.96
14 | 8 | 13:00 | 80.93 | 13:00 | 80.52
15 | 8 | 14:00 | 74.37 | 14:00 | 74
16 | 8 | 15:00 | 63.43 | 15:00 | 63.11
17 | 8 | 16:00 | 49.53 | 16:00 | 49.28
18 | 8 | 17:00 | 28.83 | 17:00 | 28.69
19 | 8 | 18:00 | 5.81 | 18:00 | 5.78
20 | 8 | 19:00 | 0 | 19:00 | 0
21 | 8 | 20:00 | 0 | 20:00 | 0
22 | 8 | 21:00 | 0 | 21:00 | 0
23 | 8 | 22:00 | 0 | 22:00 | 0
24 | 8 | 23:00 | 0 | 23:00 | 0
1 | 8 | 0:00 | 0 | 0:00 | 0
2 | 8 | 1:00 | 0 | 1:00 | 0
3 | 8 | 2:00 | 0 | 2:00 | 0
4 | 8 | 3:00 | 0 | 3:00 | 0
5 | 8 | 4:00 | 0 | 4:00 | 0
6 | 8 | 5:00 | 1.42 | 5:00 | 1.41
7 | 8 | 6:00 | 31.07 | 6:00 | 30.92
8 | 8 | 7:00 | 73.62 | 7:00 | 73.25
9 | 8 | 8:00 | 82.73 | 8:00 | 82.32
10 | 8 | 9:00 | 87.31 | 9:00 | 86.87
11 | 8 | 10:00 | 87.21 | 10:00 | 86.77
12 | 8 | 11:00 | 91.15 | 11:00 | 90.69
13 | 8 | 12:00 | 90.74 | 12:00 | 90.29
14 | 8 | 13:00 | 89.78 | 13:00 | 89.33
15 | 8 | 14:00 | 81.51 | 14:00 | 81.1
16 | 8 | 15:00 | 78.81 | 15:00 | 78.42
17 | 8 | 16:00 | 70.81 | 16:00 | 70.46
18 | 8 | 17:00 | 40.2 | 17:00 | 40
19 | 8 | 18:00 | 7.34 | 18:00 | 7.3
20 | 8 | 19:00 | 0 | 19:00 | 0
21 | 8 | 20:00 | 0 | 20:00 | 0
22 | 8 | 21:00 | 0 | 21:00 | 0
23 | 8 | 22:00 | 0 | 22:00 | 0
24 | 8 | 23:00 | 0 | 23:00 | 0
1 | 8 | 0:00 | 0 | 0:00 | 0
2 | 8 | 1:00 | 0 | 1:00 | 0
3 | 8 | 2:00 | 0 | 2:00 | 0
4 | 8 | 3:00 | 0 | 3:00 | 0
5 | 8 | 4:00 | 0 | 4:00 | 0
6 | 8 | 5:00 | 0.91 | 5:00 | 0.91
7 | 8 | 6:00 | 24.53 | 6:00 | 24.41
8 | 8 | 7:00 | 61.35 | 7:00 | 61.05
9 | 8 | 8:00 | 76.88 | 8:00 | 76.5
10 | 8 | 9:00 | 79.63 | 9:00 | 79.23
11 | 8 | 10:00 | 87.49 | 10:00 | 87.06
12 | 8 | 11:00 | 88.64 | 11:00 | 88.2
13 | 8 | 12:00 | 91.42 | 12:00 | 90.96
14 | 8 | 13:00 | 89.84 | 13:00 | 89.39
15 | 8 | 14:00 | 88.02 | 14:00 | 87.58
16 | 8 | 15:00 | 83.13 | 15:00 | 82.71
17 | 8 | 16:00 | 70.14 | 16:00 | 69.79
18 | 8 | 17:00 | 41.76 | 17:00 | 41.55
19 | 8 | 18:00 | 7.33 | 18:00 | 7.3
20 | 8 | 19:00 | 0 | 19:00 | 0
21 | 8 | 20:00 | 0 | 20:00 | 0
22 | 8 | 21:00 | 0 | 21:00 | 0
23 | 8 | 22:00 | 0 | 22:00 | 0
24 | 8 | 23:00 | 0 | 23:00 | 0
1 | 8 | 0:00 | 0 | 0:00 | 0
2 | 8 | 1:00 | 0 | 1:00 | 0
3 | 8 | 2:00 | 0 | 2:00 | 0
4 | 8 | 3:00 | 0 | 3:00 | 0
5 | 8 | 4:00 | 0 | 4:00 | 0
6 | 8 | 5:00 | 1.24 | 5:00 | 1.23
7 | 8 | 6:00 | 32.81 | 6:00 | 32.65
8 | 8 | 7:00 | 78.08 | 7:00 | 77.69
9 | 8 | 8:00 | 89.71 | 8:00 | 89.26
10 | 8 | 9:00 | 91.09 | 9:00 | 90.64
11 | 8 | 10:00 | 91.58 | 10:00 | 91.12
12 | 8 | 11:00 | 93.5 | 11:00 | 93.03
13 | 8 | 12:00 | 90.84 | 12:00 | 90.39
14 | 8 | 13:00 | 87.56 | 13:00 | 87.12
15 | 8 | 14:00 | 85.3 | 14:00 | 84.88
16 | 8 | 15:00 | 84.77 | 15:00 | 84.35
17 | 8 | 16:00 | 78.61 | 16:00 | 78.22
18 | 8 | 17:00 | 41.08 | 17:00 | 40.87
19 | 8 | 18:00 | 6.6 | 18:00 | 6.56
20 | 8 | 19:00 | 0 | 19:00 | 0
21 | 8 | 20:00 | 0 | 20:00 | 0
22 | 8 | 21:00 | 0 | 21:00 | 0
23 | 8 | 22:00 | 0 | 22:00 | 0
24 | 8 | 23:00 | 0 | 23:00 | 0
1 | 8 | 0:00 | 0 | 0:00 | 0
2 | 8 | 1:00 | 0 | 1:00 | 0
3 | 8 | 2:00 | 0 | 2:00 | 0
4 | 8 | 3:00 | 0 | 3:00 | 0
5 | 8 | 4:00 | 0 | 4:00 | 0
6 | 8 | 5:00 | 0.88 | 5:00 | 0.88
7 | 8 | 6:00 | 28.25 | 6:00 | 28.11
8 | 8 | 7:00 | 67.99 | 7:00 | 67.65
9 | 8 | 8:00 | 79.75 | 8:00 | 79.35
10 | 8 | 9:00 | 84.65 | 9:00 | 84.22
11 | 8 | 10:00 | 86.42 | 10:00 | 85.99
12 | 8 | 11:00 | 89.4 | 11:00 | 88.96
13 | 8 | 12:00 | 88.8 | 12:00 | 88.36
14 | 8 | 13:00 | 90.6 | 13:00 | 90.15
15 | 8 | 14:00 | 87.06 | 14:00 | 86.63
16 | 8 | 15:00 | 85.43 | 15:00 | 85
17 | 8 | 16:00 | 77.02 | 16:00 | 76.64
18 | 8 | 17:00 | 42.09 | 17:00 | 41.88
19 | 8 | 18:00 | 6.33 | 18:00 | 6.3
20 | 8 | 19:00 | 0 | 19:00 | 0
21 | 8 | 20:00 | 0 | 20:00 | 0
22 | 8 | 21:00 | 0 | 21:00 | 0
23 | 8 | 22:00 | 0 | 22:00 | 0
24 | 8 | 23:00 | 0 | 23:00 | 0
1 | 8 | 0:00 | 0 | 0:00 | 0
2 | 8 | 1:00 | 0 | 1:00 | 0
3 | 8 | 2:00 | 0 | 2:00 | 0
4 | 8 | 3:00 | 0 | 3:00 | 0
5 | 8 | 4:00 | 0 | 4:00 | 0
6 | 8 | 5:00 | 0.64 | 5:00 | 0.64
7 | 8 | 6:00 | 26.29 | 6:00 | 26.16
8 | 8 | 7:00 | 68.69 | 7:00 | 68.35
9 | 8 | 8:00 | 80.29 | 8:00 | 79.89
10 | 8 | 9:00 | 86.53 | 9:00 | 86.1
11 | 8 | 10:00 | 88.58 | 10:00 | 88.14
12 | 8 | 11:00 | 86.77 | 11:00 | 86.34
13 | 8 | 12:00 | 82.92 | 12:00 | 82.51
14 | 8 | 13:00 | 76.84 | 13:00 | 76.45
15 | 8 | 14:00 | 76.67 | 14:00 | 76.29
16 | 8 | 15:00 | 69.53 | 15:00 | 69.18
17 | 8 | 16:00 | 61.43 | 16:00 | 61.12
18 | 8 | 17:00 | 34.79 | 17:00 | 34.61
19 | 8 | 18:00 | 4.84 | 18:00 | 4.81
20 | 8 | 19:00 | 0 | 19:00 | 0
21 | 8 | 20:00 | 0 | 20:00 | 0
22 | 8 | 21:00 | 0 | 21:00 | 0
23 | 8 | 22:00 | 0 | 22:00 | 0
24 | 8 | 23:00 | 0 | 23:00 | 0
1 | 8 | 0:00 | 0 | 0:00 | 0
2 | 8 | 1:00 | 0 | 1:00 | 0
3 | 8 | 2:00 | 0 | 2:00 | 0
4 | 8 | 3:00 | 0 | 3:00 | 0
5 | 8 | 4:00 | 0 | 4:00 | 0
6 | 8 | 5:00 | 0.47 | 5:00 | 0.47
7 | 8 | 6:00 | 24.48 | 6:00 | 24.36
8 | 8 | 7:00 | 57.08 | 7:00 | 56.79
9 | 8 | 8:00 | 68.1 | 8:00 | 67.76
10 | 8 | 9:00 | 79.29 | 9:00 | 78.89
11 | 8 | 10:00 | 88.7 | 10:00 | 88.26
12 | 8 | 11:00 | 89.79 | 11:00 | 89.34
13 | 8 | 12:00 | 87.9 | 12:00 | 87.46
14 | 8 | 13:00 | 88.82 | 13:00 | 88.37
15 | 8 | 14:00 | 82.35 | 14:00 | 81.94
16 | 8 | 15:00 | 80.29 | 15:00 | 79.89
17 | 8 | 16:00 | 66.98 | 16:00 | 66.65
18 | 8 | 17:00 | 37.4 | 17:00 | 37.21
19 | 8 | 18:00 | 4.79 | 18:00 | 4.77
20 | 8 | 19:00 | 0 | 19:00 | 0
21 | 8 | 20:00 | 0 | 20:00 | 0
22 | 8 | 21:00 | 0 | 21:00 | 0
23 | 8 | 22:00 | 0 | 22:00 | 0
24 | 8 | 23:00 | 0 | 23:00 | 0
1 | 8 | 0:00 | 0 | 0:00 | 0
2 | 8 | 1:00 | 0 | 1:00 | 0
3 | 8 | 2:00 | 0 | 2:00 | 0
4 | 8 | 3:00 | 0 | 3:00 | 0
5 | 8 | 4:00 | 0 | 4:00 | 0
6 | 8 | 5:00 | 0.35 | 5:00 | 0.34
7 | 8 | 6:00 | 21.71 | 6:00 | 21.6
8 | 8 | 7:00 | 54.83 | 7:00 | 54.55
9 | 8 | 8:00 | 61.03 | 8:00 | 60.73
10 | 8 | 9:00 | 68.75 | 9:00 | 68.41
11 | 8 | 10:00 | 75.06 | 10:00 | 74.69
12 | 8 | 11:00 | 82.25 | 11:00 | 81.84
13 | 8 | 12:00 | 86.06 | 12:00 | 85.63
14 | 8 | 13:00 | 83.1 | 13:00 | 82.69
15 | 8 | 14:00 | 85.36 | 14:00 | 84.94
16 | 8 | 15:00 | 78.14 | 15:00 | 77.75
17 | 8 | 16:00 | 59.11 | 16:00 | 58.81
18 | 8 | 17:00 | 30.54 | 17:00 | 30.39
19 | 8 | 18:00 | 3.31 | 18:00 | 3.29
20 | 8 | 19:00 | 0 | 19:00 | 0
21 | 8 | 20:00 | 0 | 20:00 | 0
22 | 8 | 21:00 | 0 | 21:00 | 0
23 | 8 | 22:00 | 0 | 22:00 | 0
24 | 8 | 23:00 | 0 | 23:00 | 0
1 | 8 | 0:00 | 0 | 0:00 | 0
2 | 8 | 1:00 | 0 | 1:00 | 0
3 | 8 | 2:00 | 0 | 2:00 | 0
4 | 8 | 3:00 | 0 | 3:00 | 0
5 | 8 | 4:00 | 0 | 4:00 | 0
6 | 8 | 5:00 | 0.28 | 5:00 | 0.28
7 | 8 | 6:00 | 23.35 | 6:00 | 23.23
8 | 8 | 7:00 | 56.73 | 7:00 | 56.45
9 | 8 | 8:00 | 67.2 | 8:00 | 66.86
10 | 8 | 9:00 | 77.58 | 9:00 | 77.19
11 | 8 | 10:00 | 85.15 | 10:00 | 84.72
12 | 8 | 11:00 | 88.25 | 11:00 | 87.81
13 | 8 | 12:00 | 89.74 | 12:00 | 89.29
14 | 8 | 13:00 | 88.35 | 13:00 | 87.91
15 | 8 | 14:00 | 77.21 | 14:00 | 76.82
16 | 8 | 15:00 | 61.79 | 15:00 | 61.48
17 | 8 | 16:00 | 50.68 | 16:00 | 50.43
18 | 8 | 17:00 | 23.43 | 17:00 | 23.32
19 | 8 | 18:00 | 3.16 | 18:00 | 3.15
20 | 8 | 19:00 | 0 | 19:00 | 0
21 | 8 | 20:00 | 0 | 20:00 | 0
22 | 8 | 21:00 | 0 | 21:00 | 0
23 | 8 | 22:00 | 0 | 22:00 | 0
24 | 8 | 23:00 | 0 | 23:00 | 0
1 | 8 | 0:00 | 0 | 0:00 | 0
2 | 8 | 1:00 | 0 | 1:00 | 0
3 | 8 | 2:00 | 0 | 2:00 | 0
4 | 8 | 3:00 | 0 | 3:00 | 0
5 | 8 | 4:00 | 0 | 4:00 | 0
6 | 8 | 5:00 | 0.17 | 5:00 | 0.17
7 | 8 | 6:00 | 21.51 | 6:00 | 21.4
8 | 8 | 7:00 | 55.85 | 7:00 | 55.57
9 | 8 | 8:00 | 63.34 | 8:00 | 63.02
10 | 8 | 9:00 | 71.49 | 9:00 | 71.14
11 | 8 | 10:00 | 81.82 | 10:00 | 81.41
12 | 8 | 11:00 | 82.59 | 11:00 | 82.18
13 | 8 | 12:00 | 80.05 | 12:00 | 79.65
14 | 8 | 13:00 | 74.66 | 13:00 | 74.29
15 | 8 | 14:00 | 70.25 | 14:00 | 69.9
16 | 8 | 15:00 | 64.46 | 15:00 | 64.14
17 | 8 | 16:00 | 54.36 | 16:00 | 54.09
18 | 8 | 17:00 | 28.58 | 17:00 | 28.44
19 | 8 | 18:00 | 3.69 | 18:00 | 3.67
20 | 8 | 19:00 | 0 | 19:00 | 0
21 | 8 | 20:00 | 0 | 20:00 | 0
22 | 8 | 21:00 | 0 | 21:00 | 0
23 | 8 | 22:00 | 0 | 22:00 | 0
24 | 8 | 23:00 | 0 | 23:00 | 0
1 | 8 | 0:00 | 0 | 0:00 | 0
2 | 8 | 1:00 | 0 | 1:00 | 0
3 | 8 | 2:00 | 0 | 2:00 | 0
4 | 8 | 3:00 | 0 | 3:00 | 0
5 | 8 | 4:00 | 0 | 4:00 | 0
6 | 8 | 5:00 | 0 | 5:00 | 0
7 | 8 | 6:00 | 21.76 | 6:00 | 21.65
8 | 8 | 7:00 | 63.83 | 7:00 | 63.51
9 | 8 | 8:00 | 84.25 | 8:00 | 83.83
10 | 8 | 9:00 | 89.15 | 9:00 | 88.7
11 | 8 | 10:00 | 91.82 | 10:00 | 91.36
12 | 8 | 11:00 | 90.55 | 11:00 | 90.1
13 | 8 | 12:00 | 89.31 | 12:00 | 88.86
14 | 8 | 13:00 | 87.3 | 13:00 | 86.87
15 | 8 | 14:00 | 86.43 | 14:00 | 86
16 | 8 | 15:00 | 87.91 | 15:00 | 87.47
17 | 8 | 16:00 | 72.4 | 16:00 | 72.04
18 | 8 | 17:00 | 34.05 | 17:00 | 33.88
19 | 8 | 18:00 | 3.49 | 18:00 | 3.48
20 | 8 | 19:00 | 0 | 19:00 | 0
21 | 8 | 20:00 | 0 | 20:00 | 0
22 | 8 | 21:00 | 0 | 21:00 | 0
23 | 8 | 22:00 | 0 | 22:00 | 0
24 | 8 | 23:00 | 0 | 23:00 | 0
1 | 8 | 0:00 | 0 | 0:00 | 0
2 | 8 | 1:00 | 0 | 1:00 | 0
3 | 8 | 2:00 | 0 | 2:00 | 0
4 | 8 | 3:00 | 0 | 3:00 | 0
5 | 8 | 4:00 | 0 | 4:00 | 0
6 | 8 | 5:00 | 0.04 | 5:00 | 0.04
7 | 8 | 6:00 | 23.58 | 6:00 | 23.47
8 | 8 | 7:00 | 66.94 | 7:00 | 66.61
9 | 8 | 8:00 | 83.51 | 8:00 | 83.09
10 | 8 | 9:00 | 91.79 | 9:00 | 91.33
11 | 8 | 10:00 | 94.55 | 10:00 | 94.08
12 | 8 | 11:00 | 92.13 | 11:00 | 91.67
13 | 8 | 12:00 | 92.44 | 12:00 | 91.97
14 | 8 | 13:00 | 92.58 | 13:00 | 92.11
15 | 8 | 14:00 | 85.65 | 14:00 | 85.23
16 | 8 | 15:00 | 78.31 | 15:00 | 77.92
17 | 8 | 16:00 | 66.26 | 16:00 | 65.93
18 | 8 | 17:00 | 32.62 | 17:00 | 32.46
19 | 8 | 18:00 | 2.93 | 18:00 | 2.91
20 | 8 | 19:00 | 0 | 19:00 | 0
21 | 8 | 20:00 | 0 | 20:00 | 0
22 | 8 | 21:00 | 0 | 21:00 | 0
23 | 8 | 22:00 | 0 | 22:00 | 0
24 | 8 | 23:00 | 0 | 23:00 | 0
1 | 8 | 0:00 | 0 | 0:00 | 0
2 | 8 | 1:00 | 0 | 1:00 | 0
3 | 8 | 2:00 | 0 | 2:00 | 0
4 | 8 | 3:00 | 0 | 3:00 | 0
5 | 8 | 4:00 | 0 | 4:00 | 0
6 | 8 | 5:00 | 0 | 5:00 | 0
7 | 8 | 6:00 | 21.56 | 6:00 | 21.45
8 | 8 | 7:00 | 56.24 | 7:00 | 55.96
9 | 8 | 8:00 | 71.43 | 8:00 | 71.07
10 | 8 | 9:00 | 81.85 | 9:00 | 81.44
11 | 8 | 10:00 | 84.44 | 10:00 | 84.02
12 | 8 | 11:00 | 86.63 | 11:00 | 86.2
13 | 8 | 12:00 | 83.2 | 12:00 | 82.78
14 | 8 | 13:00 | 80.63 | 13:00 | 80.22
15 | 8 | 14:00 | 77.61 | 14:00 | 77.23
16 | 8 | 15:00 | 73.53 | 15:00 | 73.16
17 | 8 | 16:00 | 58.79 | 16:00 | 58.49
18 | 8 | 17:00 | 33.18 | 17:00 | 33.01
19 | 8 | 18:00 | 3.18 | 18:00 | 3.16
20 | 8 | 19:00 | 0 | 19:00 | 0
21 | 8 | 20:00 | 0 | 20:00 | 0
22 | 8 | 21:00 | 0 | 21:00 | 0
23 | 8 | 22:00 | 0 | 22:00 | 0
24 | 8 | 23:00 | 0 | 23:00 | 0
1 | 8 | 0:00 | 0 | 0:00 | 0
2 | 8 | 1:00 | 0 | 1:00 | 0
3 | 8 | 2:00 | 0 | 2:00 | 0
4 | 8 | 3:00 | 0 | 3:00 | 0
5 | 8 | 4:00 | 0 | 4:00 | 0
6 | 8 | 5:00 | 0 | 5:00 | 0
7 | 8 | 6:00 | 23.84 | 6:00 | 23.73
8 | 8 | 7:00 | 60.78 | 7:00 | 60.48
9 | 8 | 8:00 | 77.59 | 8:00 | 77.2
10 | 8 | 9:00 | 87.26 | 9:00 | 86.83
11 | 8 | 10:00 | 90.35 | 10:00 | 89.9
12 | 8 | 11:00 | 90.35 | 11:00 | 89.9
13 | 8 | 12:00 | 89.39 | 12:00 | 88.95
14 | 8 | 13:00 | 86.96 | 13:00 | 86.53
15 | 8 | 14:00 | 85.78 | 14:00 | 85.36
16 | 8 | 15:00 | 84.6 | 15:00 | 84.17
17 | 8 | 16:00 | 72.71 | 16:00 | 72.34
18 | 8 | 17:00 | 32.05 | 17:00 | 31.89
19 | 8 | 18:00 | 2.88 | 18:00 | 2.87
20 | 8 | 19:00 | 0 | 19:00 | 0
21 | 8 | 20:00 | 0 | 20:00 | 0
22 | 8 | 21:00 | 0 | 21:00 | 0
23 | 8 | 22:00 | 0 | 22:00 | 0
24 | 8 | 23:00 | 0 | 23:00 | 0
1 | 8 | 0:00 | 0 | 0:00 | 0
2 | 8 | 1:00 | 0 | 1:00 | 0
3 | 8 | 2:00 | 0 | 2:00 | 0
4 | 8 | 3:00 | 0 | 3:00 | 0
5 | 8 | 4:00 | 0 | 4:00 | 0
6 | 8 | 5:00 | 0 | 5:00 | 0
7 | 8 | 6:00 | 20.65 | 6:00 | 20.55
8 | 8 | 7:00 | 57.38 | 7:00 | 57.09
9 | 8 | 8:00 | 75.73 | 8:00 | 75.35
10 | 8 | 9:00 | 84.37 | 9:00 | 83.95
11 | 8 | 10:00 | 89.58 | 10:00 | 89.13
12 | 8 | 11:00 | 92.32 | 11:00 | 91.86
13 | 8 | 12:00 | 90.39 | 12:00 | 89.94
14 | 8 | 13:00 | 82.88 | 13:00 | 82.47
15 | 8 | 14:00 | 80 | 14:00 | 79.6
16 | 8 | 15:00 | 74.42 | 15:00 | 74.05
17 | 8 | 16:00 | 65.2 | 16:00 | 64.88
18 | 8 | 17:00 | 31.58 | 17:00 | 31.42
19 | 8 | 18:00 | 2.48 | 18:00 | 2.47
20 | 8 | 19:00 | 0 | 19:00 | 0
21 | 8 | 20:00 | 0 | 20:00 | 0
22 | 8 | 21:00 | 0 | 21:00 | 0
23 | 8 | 22:00 | 0 | 22:00 | 0
24 | 8 | 23:00 | 0 | 23:00 | 0
1 | 8 | 0:00 | 0 | 0:00 | 0
2 | 8 | 1:00 | 0 | 1:00 | 0
3 | 8 | 2:00 | 0 | 2:00 | 0
4 | 8 | 3:00 | 0 | 3:00 | 0
5 | 8 | 4:00 | 0 | 4:00 | 0
6 | 8 | 5:00 | 0 | 5:00 | 0
7 | 8 | 6:00 | 24.94 | 6:00 | 24.81
8 | 8 | 7:00 | 67.84 | 7:00 | 67.5
9 | 8 | 8:00 | 84.55 | 8:00 | 84.12
10 | 8 | 9:00 | 94.15 | 9:00 | 93.68
11 | 8 | 10:00 | 95.07 | 10:00 | 94.6
12 | 8 | 11:00 | 94.57 | 11:00 | 94.1
13 | 8 | 12:00 | 88.96 | 12:00 | 88.52
14 | 8 | 13:00 | 89.63 | 13:00 | 89.19
15 | 8 | 14:00 | 93.13 | 14:00 | 92.67
16 | 8 | 15:00 | 86.44 | 15:00 | 86.01
17 | 8 | 16:00 | 72.37 | 16:00 | 72.01
18 | 8 | 17:00 | 31.17 | 17:00 | 31.01
19 | 8 | 18:00 | 2.54 | 18:00 | 2.53
20 | 8 | 19:00 | 0 | 19:00 | 0
21 | 8 | 20:00 | 0 | 20:00 | 0
22 | 8 | 21:00 | 0 | 21:00 | 0
23 | 8 | 22:00 | 0 | 22:00 | 0
24 | 8 | 23:00 | 0 | 23:00 | 0
1 | 8 | 0:00 | 0 | 0:00 | 0
2 | 8 | 1:00 | 0 | 1:00 | 0
3 | 8 | 2:00 | 0 | 2:00 | 0
4 | 8 | 3:00 | 0 | 3:00 | 0
5 | 8 | 4:00 | 0 | 4:00 | 0
6 | 8 | 5:00 | 0 | 5:00 | 0
7 | 8 | 6:00 | 22.8 | 6:00 | 22.69
8 | 8 | 7:00 | 65.52 | 7:00 | 65.2
9 | 8 | 8:00 | 82.41 | 8:00 | 82
10 | 8 | 9:00 | 90.71 | 9:00 | 90.26
11 | 8 | 10:00 | 90.71 | 10:00 | 90.26
12 | 8 | 11:00 | 92.82 | 11:00 | 92.35
13 | 8 | 12:00 | 93.85 | 12:00 | 93.38
14 | 8 | 13:00 | 93.6 | 13:00 | 93.14
15 | 8 | 14:00 | 89.99 | 14:00 | 89.54
16 | 8 | 15:00 | 82.04 | 15:00 | 81.63
17 | 8 | 16:00 | 68.17 | 16:00 | 67.83
18 | 8 | 17:00 | 30.16 | 17:00 | 30.01
19 | 8 | 18:00 | 2.24 | 18:00 | 2.22
20 | 8 | 19:00 | 0 | 19:00 | 0
21 | 8 | 20:00 | 0 | 20:00 | 0
22 | 8 | 21:00 | 0 | 21:00 | 0
23 | 8 | 22:00 | 0 | 22:00 | 0
24 | 8 | 23:00 | 0 | 23:00 | 0
1 | 8 | 0:00 | 0 | 0:00 | 0
2 | 8 | 1:00 | 0 | 1:00 | 0
3 | 8 | 2:00 | 0 | 2:00 | 0
4 | 8 | 3:00 | 0 | 3:00 | 0
5 | 8 | 4:00 | 0 | 4:00 | 0
6 | 8 | 5:00 | 0 | 5:00 | 0
7 | 8 | 6:00 | 25.14 | 6:00 | 25.01
8 | 8 | 7:00 | 71 | 7:00 | 70.65
9 | 8 | 8:00 | 89.59 | 8:00 | 89.14
10 | 8 | 9:00 | 91.88 | 9:00 | 91.42
11 | 8 | 10:00 | 91.59 | 10:00 | 91.13
12 | 8 | 11:00 | 90.91 | 11:00 | 90.46
13 | 8 | 12:00 | 85.87 | 12:00 | 85.44
14 | 8 | 13:00 | 85.74 | 13:00 | 85.31
15 | 8 | 14:00 | 85.92 | 14:00 | 85.49
16 | 8 | 15:00 | 77.12 | 15:00 | 76.74
17 | 8 | 16:00 | 65.42 | 16:00 | 65.09
18 | 8 | 17:00 | 26.93 | 17:00 | 26.8
19 | 8 | 18:00 | 1.8 | 18:00 | 1.8
20 | 8 | 19:00 | 0 | 19:00 | 0
21 | 8 | 20:00 | 0 | 20:00 | 0
22 | 8 | 21:00 | 0 | 21:00 | 0
23 | 8 | 22:00 | 0 | 22:00 | 0
24 | 8 | 23:00 | 0 | 23:00 | 0
1 | 8 | 0:00 | 0 | 0:00 | 0
2 | 8 | 1:00 | 0 | 1:00 | 0
3 | 8 | 2:00 | 0 | 2:00 | 0
4 | 8 | 3:00 | 0 | 3:00 | 0
5 | 8 | 4:00 | 0 | 4:00 | 0
6 | 8 | 5:00 | 0 | 5:00 | 0
7 | 8 | 6:00 | 19.46 | 6:00 | 19.36
8 | 8 | 7:00 | 53.31 | 7:00 | 53.05
9 | 8 | 8:00 | 67.36 | 8:00 | 67.02
10 | 8 | 9:00 | 75.55 | 9:00 | 75.17
11 | 8 | 10:00 | 75.43 | 10:00 | 75.05
12 | 8 | 11:00 | 78.19 | 11:00 | 77.8
13 | 8 | 12:00 | 79.53 | 12:00 | 79.13
14 | 8 | 13:00 | 81.27 | 13:00 | 80.86
15 | 8 | 14:00 | 80.87 | 14:00 | 80.46
16 | 8 | 15:00 | 73.08 | 15:00 | 72.71
17 | 8 | 16:00 | 63.97 | 16:00 | 63.65
18 | 8 | 17:00 | 29.4 | 17:00 | 29.25
19 | 8 | 18:00 | 1.59 | 18:00 | 1.58
20 | 8 | 19:00 | 0 | 19:00 | 0
21 | 8 | 20:00 | 0 | 20:00 | 0
22 | 8 | 21:00 | 0 | 21:00 | 0
23 | 8 | 22:00 | 0 | 22:00 | 0
24 | 8 | 23:00 | 0 | 23:00 | 0
1 | 8 | 0:00 | 0 | 0:00 | 0
2 | 8 | 1:00 | 0 | 1:00 | 0
3 | 8 | 2:00 | 0 | 2:00 | 0
4 | 8 | 3:00 | 0 | 3:00 | 0
5 | 8 | 4:00 | 0 | 4:00 | 0
6 | 8 | 5:00 | 0 | 5:00 | 0
7 | 8 | 6:00 | 20.36 | 6:00 | 20.26
8 | 8 | 7:00 | 55.67 | 7:00 | 55.39
9 | 8 | 8:00 | 72.04 | 8:00 | 71.68
10 | 8 | 9:00 | 77.96 | 9:00 | 77.57
11 | 8 | 10:00 | 84.85 | 10:00 | 84.42
12 | 8 | 11:00 | 83.69 | 11:00 | 83.27
13 | 8 | 12:00 | 81.49 | 12:00 | 81.08
14 | 8 | 13:00 | 80 | 13:00 | 79.6
15 | 8 | 14:00 | 80.03 | 14:00 | 79.63
16 | 8 | 15:00 | 74.62 | 15:00 | 74.25
17 | 8 | 16:00 | 63.2 | 16:00 | 62.88
18 | 8 | 17:00 | 25.73 | 17:00 | 25.6
19 | 8 | 18:00 | 1.15 | 18:00 | 1.14
20 | 8 | 19:00 | 0 | 19:00 | 0
21 | 8 | 20:00 | 0 | 20:00 | 0
22 | 8 | 21:00 | 0 | 21:00 | 0
23 | 8 | 22:00 | 0 | 22:00 | 0
24 | 8 | 23:00 | 0 | 23:00 | 0
1 | 8 | 0:00 | 0 | 0:00 | 0
2 | 8 | 1:00 | 0 | 1:00 | 0
3 | 8 | 2:00 | 0 | 2:00 | 0
4 | 8 | 3:00 | 0 | 3:00 | 0
5 | 8 | 4:00 | 0 | 4:00 | 0
6 | 8 | 5:00 | 0 | 5:00 | 0
7 | 8 | 6:00 | 20.34 | 6:00 | 20.24
8 | 8 | 7:00 | 56.68 | 7:00 | 56.4
9 | 8 | 8:00 | 71.13 | 8:00 | 70.78
10 | 8 | 9:00 | 74.69 | 9:00 | 74.32
11 | 8 | 10:00 | 77.09 | 10:00 | 76.7
12 | 8 | 11:00 | 78.82 | 11:00 | 78.42
13 | 8 | 12:00 | 83.07 | 12:00 | 82.66
14 | 8 | 13:00 | 84.51 | 13:00 | 84.09
15 | 8 | 14:00 | 81.51 | 14:00 | 81.1
16 | 8 | 15:00 | 77.4 | 15:00 | 77.02
17 | 8 | 16:00 | 68.22 | 16:00 | 67.88
18 | 8 | 17:00 | 28.62 | 17:00 | 28.47
19 | 8 | 18:00 | 1.05 | 18:00 | 1.05
20 | 8 | 19:00 | 0 | 19:00 | 0
21 | 8 | 20:00 | 0 | 20:00 | 0
22 | 8 | 21:00 | 0 | 21:00 | 0
23 | 8 | 22:00 | 0 | 22:00 | 0
24 | 8 | 23:00 | 0 | 23:00 | 0
1 | 8 | 0:00 | 0 | 0:00 | 0
2 | 8 | 1:00 | 0 | 1:00 | 0
3 | 8 | 2:00 | 0 | 2:00 | 0
4 | 8 | 3:00 | 0 | 3:00 | 0
5 | 8 | 4:00 | 0 | 4:00 | 0
6 | 8 | 5:00 | 0 | 5:00 | 0
7 | 8 | 6:00 | 21.49 | 6:00 | 21.39
8 | 8 | 7:00 | 62.59 | 7:00 | 62.27
9 | 8 | 8:00 | 83.8 | 8:00 | 83.38
10 | 8 | 9:00 | 87.13 | 9:00 | 86.69
11 | 8 | 10:00 | 86.43 | 10:00 | 86
12 | 8 | 11:00 | 86.81 | 11:00 | 86.37
13 | 8 | 12:00 | 86.56 | 12:00 | 86.13
14 | 8 | 13:00 | 82.33 | 13:00 | 81.92
15 | 8 | 14:00 | 76.9 | 14:00 | 76.51
16 | 8 | 15:00 | 68.82 | 15:00 | 68.47
17 | 8 | 16:00 | 52.99 | 16:00 | 52.73
18 | 8 | 17:00 | 24.36 | 17:00 | 24.23
19 | 8 | 18:00 | 0.58 | 18:00 | 0.58
20 | 8 | 19:00 | 0 | 19:00 | 0
21 | 8 | 20:00 | 0 | 20:00 | 0
22 | 8 | 21:00 | 0 | 21:00 | 0
23 | 8 | 22:00 | 0 | 22:00 | 0
24 | 8 | 23:00 | 0 | 23:00 | 0
1 | 8 | 0:00 | 0 | 0:00 | 0
2 | 8 | 1:00 | 0 | 1:00 | 0
3 | 8 | 2:00 | 0 | 2:00 | 0
4 | 8 | 3:00 | 0 | 3:00 | 0
5 | 8 | 4:00 | 0 | 4:00 | 0
6 | 8 | 5:00 | 0 | 5:00 | 0
7 | 8 | 6:00 | 18.08 | 6:00 | 17.99
8 | 8 | 7:00 | 50.98 | 7:00 | 50.72
9 | 8 | 8:00 | 65.39 | 8:00 | 65.06
10 | 8 | 9:00 | 70.4 | 9:00 | 70.05
11 | 8 | 10:00 | 77.49 | 10:00 | 77.1
12 | 8 | 11:00 | 78.69 | 11:00 | 78.3
13 | 8 | 12:00 | 75.35 | 12:00 | 74.97
14 | 8 | 13:00 | 74.59 | 13:00 | 74.22
15 | 8 | 14:00 | 74.5 | 14:00 | 74.13
16 | 8 | 15:00 | 67.63 | 15:00 | 67.29
17 | 8 | 16:00 | 57.33 | 16:00 | 57.04
18 | 8 | 17:00 | 23.81 | 17:00 | 23.69
19 | 8 | 18:00 | 0.3 | 18:00 | 0.3
20 | 8 | 19:00 | 0 | 19:00 | 0
21 | 8 | 20:00 | 0 | 20:00 | 0
22 | 8 | 21:00 | 0 | 21:00 | 0
23 | 8 | 22:00 | 0 | 22:00 | 0
24 | 8 | 23:00 | 0 | 23:00 | 0
1 | 9 | 0:00 | 0 | 0:00 | 0
2 | 9 | 1:00 | 0 | 1:00 | 0
3 | 9 | 2:00 | 0 | 2:00 | 0
4 | 9 | 3:00 | 0 | 3:00 | 0
5 | 9 | 4:00 | 0 | 4:00 | 0
6 | 9 | 5:00 | 0 | 5:00 | 0
7 | 9 | 6:00 | 18.79 | 6:00 | 18.69
8 | 9 | 7:00 | 55.99 | 7:00 | 55.71
9 | 9 | 8:00 | 69.03 | 8:00 | 68.68
10 | 9 | 9:00 | 77.97 | 9:00 | 77.58
11 | 9 | 10:00 | 82.33 | 10:00 | 81.92
12 | 9 | 11:00 | 84.06 | 11:00 | 83.64
13 | 9 | 12:00 | 82.87 | 12:00 | 82.45
14 | 9 | 13:00 | 84.73 | 13:00 | 84.31
15 | 9 | 14:00 | 81.7 | 14:00 | 81.29
16 | 9 | 15:00 | 76.44 | 15:00 | 76.06
17 | 9 | 16:00 | 64.97 | 16:00 | 64.65
18 | 9 | 17:00 | 24.84 | 17:00 | 24.71
19 | 9 | 18:00 | 0.37 | 18:00 | 0.37
20 | 9 | 19:00 | 0 | 19:00 | 0
21 | 9 | 20:00 | 0 | 20:00 | 0
22 | 9 | 21:00 | 0 | 21:00 | 0
23 | 9 | 22:00 | 0 | 22:00 | 0
24 | 9 | 23:00 | 0 | 23:00 | 0
1 | 9 | 0:00 | 0 | 0:00 | 0
2 | 9 | 1:00 | 0 | 1:00 | 0
3 | 9 | 2:00 | 0 | 2:00 | 0
4 | 9 | 3:00 | 0 | 3:00 | 0
5 | 9 | 4:00 | 0 | 4:00 | 0
6 | 9 | 5:00 | 0 | 5:00 | 0
7 | 9 | 6:00 | 20.37 | 6:00 | 20.27
8 | 9 | 7:00 | 60.49 | 7:00 | 60.19
9 | 9 | 8:00 | 75.85 | 8:00 | 75.47
10 | 9 | 9:00 | 80.17 | 9:00 | 79.77
11 | 9 | 10:00 | 83.74 | 10:00 | 83.32
12 | 9 | 11:00 | 84.88 | 11:00 | 84.45
13 | 9 | 12:00 | 84.5 | 12:00 | 84.08
14 | 9 | 13:00 | 83.83 | 13:00 | 83.41
15 | 9 | 14:00 | 81.07 | 14:00 | 80.66
16 | 9 | 15:00 | 79.06 | 15:00 | 78.66
17 | 9 | 16:00 | 66.69 | 16:00 | 66.36
18 | 9 | 17:00 | 27 | 17:00 | 26.86
19 | 9 | 18:00 | 0.22 | 18:00 | 0.22
20 | 9 | 19:00 | 0 | 19:00 | 0
21 | 9 | 20:00 | 0 | 20:00 | 0
22 | 9 | 21:00 | 0 | 21:00 | 0
23 | 9 | 22:00 | 0 | 22:00 | 0
24 | 9 | 23:00 | 0 | 23:00 | 0
1 | 9 | 0:00 | 0 | 0:00 | 0
2 | 9 | 1:00 | 0 | 1:00 | 0
3 | 9 | 2:00 | 0 | 2:00 | 0
4 | 9 | 3:00 | 0 | 3:00 | 0
5 | 9 | 4:00 | 0 | 4:00 | 0
6 | 9 | 5:00 | 0 | 5:00 | 0
7 | 9 | 6:00 | 20.39 | 6:00 | 20.28
8 | 9 | 7:00 | 60.35 | 7:00 | 60.04
9 | 9 | 8:00 | 75.82 | 8:00 | 75.44
10 | 9 | 9:00 | 80.78 | 9:00 | 80.37
11 | 9 | 10:00 | 85 | 10:00 | 84.58
12 | 9 | 11:00 | 84.01 | 11:00 | 83.59
13 | 9 | 12:00 | 84.07 | 12:00 | 83.65
14 | 9 | 13:00 | 84.43 | 13:00 | 84
15 | 9 | 14:00 | 86.48 | 14:00 | 86.05
16 | 9 | 15:00 | 82.6 | 15:00 | 82.19
17 | 9 | 16:00 | 64.83 | 16:00 | 64.51
18 | 9 | 17:00 | 25.16 | 17:00 | 25.04
19 | 9 | 18:00 | 0.12 | 18:00 | 0.12
20 | 9 | 19:00 | 0 | 19:00 | 0
21 | 9 | 20:00 | 0 | 20:00 | 0
22 | 9 | 21:00 | 0 | 21:00 | 0
23 | 9 | 22:00 | 0 | 22:00 | 0
24 | 9 | 23:00 | 0 | 23:00 | 0
1 | 9 | 0:00 | 0 | 0:00 | 0
2 | 9 | 1:00 | 0 | 1:00 | 0
3 | 9 | 2:00 | 0 | 2:00 | 0
4 | 9 | 3:00 | 0 | 3:00 | 0
5 | 9 | 4:00 | 0 | 4:00 | 0
6 | 9 | 5:00 | 0 | 5:00 | 0
7 | 9 | 6:00 | 21.03 | 6:00 | 20.93
8 | 9 | 7:00 | 62.09 | 7:00 | 61.78
9 | 9 | 8:00 | 76.72 | 8:00 | 76.34
10 | 9 | 9:00 | 88.22 | 9:00 | 87.78
11 | 9 | 10:00 | 94.2 | 10:00 | 93.72
12 | 9 | 11:00 | 95.27 | 11:00 | 94.79
13 | 9 | 12:00 | 91.8 | 12:00 | 91.34
14 | 9 | 13:00 | 89.42 | 13:00 | 88.97
15 | 9 | 14:00 | 87.85 | 14:00 | 87.41
16 | 9 | 15:00 | 84.41 | 15:00 | 83.99
17 | 9 | 16:00 | 77.4 | 16:00 | 77.01
18 | 9 | 17:00 | 28.33 | 17:00 | 28.19
19 | 9 | 18:00 | 0 | 18:00 | 0
20 | 9 | 19:00 | 0 | 19:00 | 0
21 | 9 | 20:00 | 0 | 20:00 | 0
22 | 9 | 21:00 | 0 | 21:00 | 0
23 | 9 | 22:00 | 0 | 22:00 | 0
24 | 9 | 23:00 | 0 | 23:00 | 0
1 | 9 | 0:00 | 0 | 0:00 | 0
2 | 9 | 1:00 | 0 | 1:00 | 0
3 | 9 | 2:00 | 0 | 2:00 | 0
4 | 9 | 3:00 | 0 | 3:00 | 0
5 | 9 | 4:00 | 0 | 4:00 | 0
6 | 9 | 5:00 | 0 | 5:00 | 0
7 | 9 | 6:00 | 20.15 | 6:00 | 20.05
8 | 9 | 7:00 | 57.76 | 7:00 | 57.48
9 | 9 | 8:00 | 76.08 | 8:00 | 75.7
10 | 9 | 9:00 | 83.78 | 9:00 | 83.36
11 | 9 | 10:00 | 84.32 | 10:00 | 83.9
12 | 9 | 11:00 | 87.19 | 11:00 | 86.75
13 | 9 | 12:00 | 83.89 | 12:00 | 83.47
14 | 9 | 13:00 | 84.51 | 13:00 | 84.09
15 | 9 | 14:00 | 83.17 | 14:00 | 82.75
16 | 9 | 15:00 | 78.09 | 15:00 | 77.7
17 | 9 | 16:00 | 65.19 | 16:00 | 64.86
18 | 9 | 17:00 | 23.5 | 17:00 | 23.39
19 | 9 | 18:00 | 0 | 18:00 | 0
20 | 9 | 19:00 | 0 | 19:00 | 0
21 | 9 | 20:00 | 0 | 20:00 | 0
22 | 9 | 21:00 | 0 | 21:00 | 0
23 | 9 | 22:00 | 0 | 22:00 | 0
24 | 9 | 23:00 | 0 | 23:00 | 0
1 | 9 | 0:00 | 0 | 0:00 | 0
2 | 9 | 1:00 | 0 | 1:00 | 0
3 | 9 | 2:00 | 0 | 2:00 | 0
4 | 9 | 3:00 | 0 | 3:00 | 0
5 | 9 | 4:00 | 0 | 4:00 | 0
6 | 9 | 5:00 | 0 | 5:00 | 0
7 | 9 | 6:00 | 17.27 | 6:00 | 17.19
8 | 9 | 7:00 | 54.29 | 7:00 | 54.02
9 | 9 | 8:00 | 73.69 | 8:00 | 73.32
10 | 9 | 9:00 | 81.49 | 9:00 | 81.08
11 | 9 | 10:00 | 84.38 | 10:00 | 83.95
12 | 9 | 11:00 | 80.13 | 11:00 | 79.73
13 | 9 | 12:00 | 78.47 | 12:00 | 78.08
14 | 9 | 13:00 | 77.71 | 13:00 | 77.32
15 | 9 | 14:00 | 80.24 | 14:00 | 79.84
16 | 9 | 15:00 | 73.51 | 15:00 | 73.14
17 | 9 | 16:00 | 54.34 | 16:00 | 54.07
18 | 9 | 17:00 | 19.91 | 17:00 | 19.81
19 | 9 | 18:00 | 0 | 18:00 | 0
20 | 9 | 19:00 | 0 | 19:00 | 0
21 | 9 | 20:00 | 0 | 20:00 | 0
22 | 9 | 21:00 | 0 | 21:00 | 0
23 | 9 | 22:00 | 0 | 22:00 | 0
24 | 9 | 23:00 | 0 | 23:00 | 0
1 | 9 | 0:00 | 0 | 0:00 | 0
2 | 9 | 1:00 | 0 | 1:00 | 0
3 | 9 | 2:00 | 0 | 2:00 | 0
4 | 9 | 3:00 | 0 | 3:00 | 0
5 | 9 | 4:00 | 0 | 4:00 | 0
6 | 9 | 5:00 | 0 | 5:00 | 0
7 | 9 | 6:00 | 14.93 | 6:00 | 14.86
8 | 9 | 7:00 | 47.68 | 7:00 | 47.44
9 | 9 | 8:00 | 61.42 | 8:00 | 61.11
10 | 9 | 9:00 | 69.17 | 9:00 | 68.82
11 | 9 | 10:00 | 73.44 | 10:00 | 73.07
12 | 9 | 11:00 | 76.68 | 11:00 | 76.3
13 | 9 | 12:00 | 76.56 | 12:00 | 76.18
14 | 9 | 13:00 | 76.92 | 13:00 | 76.54
15 | 9 | 14:00 | 72.17 | 14:00 | 71.81
16 | 9 | 15:00 | 65.55 | 15:00 | 65.22
17 | 9 | 16:00 | 54.9 | 16:00 | 54.62
18 | 9 | 17:00 | 18.54 | 17:00 | 18.45
19 | 9 | 18:00 | 0 | 18:00 | 0
20 | 9 | 19:00 | 0 | 19:00 | 0
21 | 9 | 20:00 | 0 | 20:00 | 0
22 | 9 | 21:00 | 0 | 21:00 | 0
23 | 9 | 22:00 | 0 | 22:00 | 0
24 | 9 | 23:00 | 0 | 23:00 | 0
1 | 9 | 0:00 | 0 | 0:00 | 0
2 | 9 | 1:00 | 0 | 1:00 | 0
3 | 9 | 2:00 | 0 | 2:00 | 0
4 | 9 | 3:00 | 0 | 3:00 | 0
5 | 9 | 4:00 | 0 | 4:00 | 0
6 | 9 | 5:00 | 0 | 5:00 | 0
7 | 9 | 6:00 | 17.56 | 6:00 | 17.47
8 | 9 | 7:00 | 57.39 | 7:00 | 57.11
9 | 9 | 8:00 | 75.13 | 8:00 | 74.76
10 | 9 | 9:00 | 79.84 | 9:00 | 79.44
11 | 9 | 10:00 | 82.59 | 10:00 | 82.18
12 | 9 | 11:00 | 82.55 | 11:00 | 82.13
13 | 9 | 12:00 | 84.79 | 12:00 | 84.37
14 | 9 | 13:00 | 84.99 | 13:00 | 84.56
15 | 9 | 14:00 | 78.71 | 14:00 | 78.32
16 | 9 | 15:00 | 76.06 | 15:00 | 75.68
17 | 9 | 16:00 | 54.87 | 16:00 | 54.59
18 | 9 | 17:00 | 18.33 | 17:00 | 18.24
19 | 9 | 18:00 | 0 | 18:00 | 0
20 | 9 | 19:00 | 0 | 19:00 | 0
21 | 9 | 20:00 | 0 | 20:00 | 0
22 | 9 | 21:00 | 0 | 21:00 | 0
23 | 9 | 22:00 | 0 | 22:00 | 0
24 | 9 | 23:00 | 0 | 23:00 | 0
1 | 9 | 0:00 | 0 | 0:00 | 0
2 | 9 | 1:00 | 0 | 1:00 | 0
3 | 9 | 2:00 | 0 | 2:00 | 0
4 | 9 | 3:00 | 0 | 3:00 | 0
5 | 9 | 4:00 | 0 | 4:00 | 0
6 | 9 | 5:00 | 0 | 5:00 | 0
7 | 9 | 6:00 | 13.91 | 6:00 | 13.84
8 | 9 | 7:00 | 44.8 | 7:00 | 44.57
9 | 9 | 8:00 | 57.25 | 8:00 | 56.96
10 | 9 | 9:00 | 61.16 | 9:00 | 60.85
11 | 9 | 10:00 | 73.03 | 10:00 | 72.66
12 | 9 | 11:00 | 78.86 | 11:00 | 78.46
13 | 9 | 12:00 | 77.24 | 12:00 | 76.86
14 | 9 | 13:00 | 70.16 | 13:00 | 69.81
15 | 9 | 14:00 | 70.23 | 14:00 | 69.88
16 | 9 | 15:00 | 64.11 | 15:00 | 63.79
17 | 9 | 16:00 | 52.02 | 16:00 | 51.76
18 | 9 | 17:00 | 16.83 | 17:00 | 16.75
19 | 9 | 18:00 | 0 | 18:00 | 0
20 | 9 | 19:00 | 0 | 19:00 | 0
21 | 9 | 20:00 | 0 | 20:00 | 0
22 | 9 | 21:00 | 0 | 21:00 | 0
23 | 9 | 22:00 | 0 | 22:00 | 0
24 | 9 | 23:00 | 0 | 23:00 | 0
1 | 9 | 0:00 | 0 | 0:00 | 0
2 | 9 | 1:00 | 0 | 1:00 | 0
3 | 9 | 2:00 | 0 | 2:00 | 0
4 | 9 | 3:00 | 0 | 3:00 | 0
5 | 9 | 4:00 | 0 | 4:00 | 0
6 | 9 | 5:00 | 0 | 5:00 | 0
7 | 9 | 6:00 | 16.28 | 6:00 | 16.2
8 | 9 | 7:00 | 55.38 | 7:00 | 55.1
9 | 9 | 8:00 | 71.86 | 8:00 | 71.5
10 | 9 | 9:00 | 78.53 | 9:00 | 78.13
11 | 9 | 10:00 | 83.47 | 10:00 | 83.06
12 | 9 | 11:00 | 83.97 | 11:00 | 83.55
13 | 9 | 12:00 | 82.33 | 12:00 | 81.92
14 | 9 | 13:00 | 76.39 | 13:00 | 76.01
15 | 9 | 14:00 | 74.7 | 14:00 | 74.33
16 | 9 | 15:00 | 74.01 | 15:00 | 73.64
17 | 9 | 16:00 | 53.87 | 16:00 | 53.6
18 | 9 | 17:00 | 16.74 | 17:00 | 16.66
19 | 9 | 18:00 | 0 | 18:00 | 0
20 | 9 | 19:00 | 0 | 19:00 | 0
21 | 9 | 20:00 | 0 | 20:00 | 0
22 | 9 | 21:00 | 0 | 21:00 | 0
23 | 9 | 22:00 | 0 | 22:00 | 0
24 | 9 | 23:00 | 0 | 23:00 | 0
1 | 9 | 0:00 | 0 | 0:00 | 0
2 | 9 | 1:00 | 0 | 1:00 | 0
3 | 9 | 2:00 | 0 | 2:00 | 0
4 | 9 | 3:00 | 0 | 3:00 | 0
5 | 9 | 4:00 | 0 | 4:00 | 0
6 | 9 | 5:00 | 0 | 5:00 | 0
7 | 9 | 6:00 | 14.01 | 6:00 | 13.94
8 | 9 | 7:00 | 47.98 | 7:00 | 47.74
9 | 9 | 8:00 | 57.71 | 8:00 | 57.42
10 | 9 | 9:00 | 64.49 | 9:00 | 64.17
11 | 9 | 10:00 | 71.16 | 10:00 | 70.8
12 | 9 | 11:00 | 74.87 | 11:00 | 74.5
13 | 9 | 12:00 | 74.31 | 12:00 | 73.94
14 | 9 | 13:00 | 80.06 | 13:00 | 79.66
15 | 9 | 14:00 | 76.26 | 14:00 | 75.88
16 | 9 | 15:00 | 71.74 | 15:00 | 71.38
17 | 9 | 16:00 | 58.73 | 16:00 | 58.44
18 | 9 | 17:00 | 17.91 | 17:00 | 17.82
19 | 9 | 18:00 | 0 | 18:00 | 0
20 | 9 | 19:00 | 0 | 19:00 | 0
21 | 9 | 20:00 | 0 | 20:00 | 0
22 | 9 | 21:00 | 0 | 21:00 | 0
23 | 9 | 22:00 | 0 | 22:00 | 0
24 | 9 | 23:00 | 0 | 23:00 | 0
1 | 9 | 0:00 | 0 | 0:00 | 0
2 | 9 | 1:00 | 0 | 1:00 | 0
3 | 9 | 2:00 | 0 | 2:00 | 0
4 | 9 | 3:00 | 0 | 3:00 | 0
5 | 9 | 4:00 | 0 | 4:00 | 0
6 | 9 | 5:00 | 0 | 5:00 | 0
7 | 9 | 6:00 | 15.24 | 6:00 | 15.16
8 | 9 | 7:00 | 50.04 | 7:00 | 49.79
9 | 9 | 8:00 | 62.98 | 8:00 | 62.66
10 | 9 | 9:00 | 74.29 | 9:00 | 73.92
11 | 9 | 10:00 | 77.43 | 10:00 | 77.04
12 | 9 | 11:00 | 74.68 | 11:00 | 74.31
13 | 9 | 12:00 | 72.36 | 12:00 | 72
14 | 9 | 13:00 | 75.64 | 13:00 | 75.26
15 | 9 | 14:00 | 77.15 | 14:00 | 76.77
16 | 9 | 15:00 | 68.52 | 15:00 | 68.18
17 | 9 | 16:00 | 49.36 | 16:00 | 49.11
18 | 9 | 17:00 | 15.21 | 17:00 | 15.13
19 | 9 | 18:00 | 0 | 18:00 | 0
20 | 9 | 19:00 | 0 | 19:00 | 0
21 | 9 | 20:00 | 0 | 20:00 | 0
22 | 9 | 21:00 | 0 | 21:00 | 0
23 | 9 | 22:00 | 0 | 22:00 | 0
24 | 9 | 23:00 | 0 | 23:00 | 0
1 | 9 | 0:00 | 0 | 0:00 | 0
2 | 9 | 1:00 | 0 | 1:00 | 0
3 | 9 | 2:00 | 0 | 2:00 | 0
4 | 9 | 3:00 | 0 | 3:00 | 0
5 | 9 | 4:00 | 0 | 4:00 | 0
6 | 9 | 5:00 | 0 | 5:00 | 0
7 | 9 | 6:00 | 15.5 | 6:00 | 15.42
8 | 9 | 7:00 | 53.89 | 7:00 | 53.62
9 | 9 | 8:00 | 69.13 | 8:00 | 68.79
10 | 9 | 9:00 | 72.31 | 9:00 | 71.95
11 | 9 | 10:00 | 82.51 | 10:00 | 82.09
12 | 9 | 11:00 | 82.64 | 11:00 | 82.23
13 | 9 | 12:00 | 78.54 | 12:00 | 78.15
14 | 9 | 13:00 | 78.89 | 13:00 | 78.5
15 | 9 | 14:00 | 68.6 | 14:00 | 68.26
16 | 9 | 15:00 | 60.88 | 15:00 | 60.58
17 | 9 | 16:00 | 48.85 | 16:00 | 48.61
18 | 9 | 17:00 | 15.01 | 17:00 | 14.94
19 | 9 | 18:00 | 0 | 18:00 | 0
20 | 9 | 19:00 | 0 | 19:00 | 0
21 | 9 | 20:00 | 0 | 20:00 | 0
22 | 9 | 21:00 | 0 | 21:00 | 0
23 | 9 | 22:00 | 0 | 22:00 | 0
24 | 9 | 23:00 | 0 | 23:00 | 0
1 | 9 | 0:00 | 0 | 0:00 | 0
2 | 9 | 1:00 | 0 | 1:00 | 0
3 | 9 | 2:00 | 0 | 2:00 | 0
4 | 9 | 3:00 | 0 | 3:00 | 0
5 | 9 | 4:00 | 0 | 4:00 | 0
6 | 9 | 5:00 | 0 | 5:00 | 0
7 | 9 | 6:00 | 16.13 | 6:00 | 16.05
8 | 9 | 7:00 | 55.07 | 7:00 | 54.8
9 | 9 | 8:00 | 71.18 | 8:00 | 70.82
10 | 9 | 9:00 | 77.72 | 9:00 | 77.33
11 | 9 | 10:00 | 80.79 | 10:00 | 80.38
12 | 9 | 11:00 | 81.45 | 11:00 | 81.05
13 | 9 | 12:00 | 77.33 | 12:00 | 76.95
14 | 9 | 13:00 | 69.43 | 13:00 | 69.08
15 | 9 | 14:00 | 69.57 | 14:00 | 69.22
16 | 9 | 15:00 | 68.4 | 15:00 | 68.05
17 | 9 | 16:00 | 53.85 | 16:00 | 53.58
18 | 9 | 17:00 | 15.09 | 17:00 | 15.01
19 | 9 | 18:00 | 0 | 18:00 | 0
20 | 9 | 19:00 | 0 | 19:00 | 0
21 | 9 | 20:00 | 0 | 20:00 | 0
22 | 9 | 21:00 | 0 | 21:00 | 0
23 | 9 | 22:00 | 0 | 22:00 | 0
24 | 9 | 23:00 | 0 | 23:00 | 0
1 | 9 | 0:00 | 0 | 0:00 | 0
2 | 9 | 1:00 | 0 | 1:00 | 0
3 | 9 | 2:00 | 0 | 2:00 | 0
4 | 9 | 3:00 | 0 | 3:00 | 0
5 | 9 | 4:00 | 0 | 4:00 | 0
6 | 9 | 5:00 | 0 | 5:00 | 0
7 | 9 | 6:00 | 15.17 | 6:00 | 15.09
8 | 9 | 7:00 | 51.81 | 7:00 | 51.55
9 | 9 | 8:00 | 66.11 | 8:00 | 65.77
10 | 9 | 9:00 | 72.8 | 9:00 | 72.44
11 | 9 | 10:00 | 77.59 | 10:00 | 77.2
12 | 9 | 11:00 | 78.55 | 11:00 | 78.15
13 | 9 | 12:00 | 78.89 | 12:00 | 78.5
14 | 9 | 13:00 | 76.31 | 13:00 | 75.92
15 | 9 | 14:00 | 74.65 | 14:00 | 74.28
16 | 9 | 15:00 | 67.07 | 15:00 | 66.73
17 | 9 | 16:00 | 50.79 | 16:00 | 50.53
18 | 9 | 17:00 | 13.25 | 17:00 | 13.19
19 | 9 | 18:00 | 0 | 18:00 | 0
20 | 9 | 19:00 | 0 | 19:00 | 0
21 | 9 | 20:00 | 0 | 20:00 | 0
22 | 9 | 21:00 | 0 | 21:00 | 0
23 | 9 | 22:00 | 0 | 22:00 | 0
24 | 9 | 23:00 | 0 | 23:00 | 0
1 | 9 | 0:00 | 0 | 0:00 | 0
2 | 9 | 1:00 | 0 | 1:00 | 0
3 | 9 | 2:00 | 0 | 2:00 | 0
4 | 9 | 3:00 | 0 | 3:00 | 0
5 | 9 | 4:00 | 0 | 4:00 | 0
6 | 9 | 5:00 | 0 | 5:00 | 0
7 | 9 | 6:00 | 13.67 | 6:00 | 13.6
8 | 9 | 7:00 | 49.61 | 7:00 | 49.36
9 | 9 | 8:00 | 64.99 | 8:00 | 64.66
10 | 9 | 9:00 | 68.25 | 9:00 | 67.91
11 | 9 | 10:00 | 69.21 | 10:00 | 68.87
12 | 9 | 11:00 | 70.97 | 11:00 | 70.61
13 | 9 | 12:00 | 72.99 | 12:00 | 72.62
14 | 9 | 13:00 | 76.83 | 13:00 | 76.44
15 | 9 | 14:00 | 78.63 | 14:00 | 78.24
16 | 9 | 15:00 | 67.11 | 15:00 | 66.77
17 | 9 | 16:00 | 47.59 | 16:00 | 47.35
18 | 9 | 17:00 | 13.17 | 17:00 | 13.1
19 | 9 | 18:00 | 0 | 18:00 | 0
20 | 9 | 19:00 | 0 | 19:00 | 0
21 | 9 | 20:00 | 0 | 20:00 | 0
22 | 9 | 21:00 | 0 | 21:00 | 0
23 | 9 | 22:00 | 0 | 22:00 | 0
24 | 9 | 23:00 | 0 | 23:00 | 0
1 | 9 | 0:00 | 0 | 0:00 | 0
2 | 9 | 1:00 | 0 | 1:00 | 0
3 | 9 | 2:00 | 0 | 2:00 | 0
4 | 9 | 3:00 | 0 | 3:00 | 0
5 | 9 | 4:00 | 0 | 4:00 | 0
6 | 9 | 5:00 | 0 | 5:00 | 0
7 | 9 | 6:00 | 13.78 | 6:00 | 13.71
8 | 9 | 7:00 | 51.87 | 7:00 | 51.61
9 | 9 | 8:00 | 73.14 | 8:00 | 72.78
10 | 9 | 9:00 | 80.25 | 9:00 | 79.85
11 | 9 | 10:00 | 82.82 | 10:00 | 82.41
12 | 9 | 11:00 | 79.09 | 11:00 | 78.7
13 | 9 | 12:00 | 77.55 | 12:00 | 77.16
14 | 9 | 13:00 | 79.94 | 13:00 | 79.54
15 | 9 | 14:00 | 77.11 | 14:00 | 76.73
16 | 9 | 15:00 | 74.71 | 15:00 | 74.34
17 | 9 | 16:00 | 52.03 | 16:00 | 51.77
18 | 9 | 17:00 | 13.6 | 17:00 | 13.53
19 | 9 | 18:00 | 0 | 18:00 | 0
20 | 9 | 19:00 | 0 | 19:00 | 0
21 | 9 | 20:00 | 0 | 20:00 | 0
22 | 9 | 21:00 | 0 | 21:00 | 0
23 | 9 | 22:00 | 0 | 22:00 | 0
24 | 9 | 23:00 | 0 | 23:00 | 0
1 | 9 | 0:00 | 0 | 0:00 | 0
2 | 9 | 1:00 | 0 | 1:00 | 0
3 | 9 | 2:00 | 0 | 2:00 | 0
4 | 9 | 3:00 | 0 | 3:00 | 0
5 | 9 | 4:00 | 0 | 4:00 | 0
6 | 9 | 5:00 | 0 | 5:00 | 0
7 | 9 | 6:00 | 13.92 | 6:00 | 13.85
8 | 9 | 7:00 | 53.83 | 7:00 | 53.56
9 | 9 | 8:00 | 70.03 | 8:00 | 69.68
10 | 9 | 9:00 | 74.36 | 9:00 | 73.99
11 | 9 | 10:00 | 79.56 | 10:00 | 79.16
12 | 9 | 11:00 | 76.91 | 11:00 | 76.52
13 | 9 | 12:00 | 76.19 | 12:00 | 75.81
14 | 9 | 13:00 | 84.14 | 13:00 | 83.72
15 | 9 | 14:00 | 82.21 | 14:00 | 81.8
16 | 9 | 15:00 | 76.99 | 15:00 | 76.6
17 | 9 | 16:00 | 50.41 | 16:00 | 50.16
18 | 9 | 17:00 | 12.16 | 17:00 | 12.1
19 | 9 | 18:00 | 0 | 18:00 | 0
20 | 9 | 19:00 | 0 | 19:00 | 0
21 | 9 | 20:00 | 0 | 20:00 | 0
22 | 9 | 21:00 | 0 | 21:00 | 0
23 | 9 | 22:00 | 0 | 22:00 | 0
24 | 9 | 23:00 | 0 | 23:00 | 0
1 | 9 | 0:00 | 0 | 0:00 | 0
2 | 9 | 1:00 | 0 | 1:00 | 0
3 | 9 | 2:00 | 0 | 2:00 | 0
4 | 9 | 3:00 | 0 | 3:00 | 0
5 | 9 | 4:00 | 0 | 4:00 | 0
6 | 9 | 5:00 | 0 | 5:00 | 0
7 | 9 | 6:00 | 13.62 | 6:00 | 13.55
8 | 9 | 7:00 | 51.91 | 7:00 | 51.65
9 | 9 | 8:00 | 72.79 | 8:00 | 72.42
10 | 9 | 9:00 | 81.36 | 9:00 | 80.95
11 | 9 | 10:00 | 83.6 | 10:00 | 83.18
12 | 9 | 11:00 | 85.11 | 11:00 | 84.69
13 | 9 | 12:00 | 83.83 | 12:00 | 83.42
14 | 9 | 13:00 | 84.05 | 13:00 | 83.63
15 | 9 | 14:00 | 83.53 | 14:00 | 83.11
16 | 9 | 15:00 | 76.75 | 15:00 | 76.37
17 | 9 | 16:00 | 53.89 | 16:00 | 53.62
18 | 9 | 17:00 | 12.38 | 17:00 | 12.31
19 | 9 | 18:00 | 0 | 18:00 | 0
20 | 9 | 19:00 | 0 | 19:00 | 0
21 | 9 | 20:00 | 0 | 20:00 | 0
22 | 9 | 21:00 | 0 | 21:00 | 0
23 | 9 | 22:00 | 0 | 22:00 | 0
24 | 9 | 23:00 | 0 | 23:00 | 0
1 | 9 | 0:00 | 0 | 0:00 | 0
2 | 9 | 1:00 | 0 | 1:00 | 0
3 | 9 | 2:00 | 0 | 2:00 | 0
4 | 9 | 3:00 | 0 | 3:00 | 0
5 | 9 | 4:00 | 0 | 4:00 | 0
6 | 9 | 5:00 | 0 | 5:00 | 0
7 | 9 | 6:00 | 14.9 | 6:00 | 14.82
8 | 9 | 7:00 | 58.38 | 7:00 | 58.09
9 | 9 | 8:00 | 83.63 | 8:00 | 83.21
10 | 9 | 9:00 | 92.36 | 9:00 | 91.9
11 | 9 | 10:00 | 91.55 | 10:00 | 91.1
12 | 9 | 11:00 | 87.37 | 11:00 | 86.93
13 | 9 | 12:00 | 87.9 | 12:00 | 87.46
14 | 9 | 13:00 | 84.87 | 13:00 | 84.45
15 | 9 | 14:00 | 88.83 | 14:00 | 88.39
16 | 9 | 15:00 | 84.11 | 15:00 | 83.68
17 | 9 | 16:00 | 56.1 | 16:00 | 55.82
18 | 9 | 17:00 | 11.73 | 17:00 | 11.67
19 | 9 | 18:00 | 0 | 18:00 | 0
20 | 9 | 19:00 | 0 | 19:00 | 0
21 | 9 | 20:00 | 0 | 20:00 | 0
22 | 9 | 21:00 | 0 | 21:00 | 0
23 | 9 | 22:00 | 0 | 22:00 | 0
24 | 9 | 23:00 | 0 | 23:00 | 0
1 | 9 | 0:00 | 0 | 0:00 | 0
2 | 9 | 1:00 | 0 | 1:00 | 0
3 | 9 | 2:00 | 0 | 2:00 | 0
4 | 9 | 3:00 | 0 | 3:00 | 0
5 | 9 | 4:00 | 0 | 4:00 | 0
6 | 9 | 5:00 | 0 | 5:00 | 0
7 | 9 | 6:00 | 14.07 | 6:00 | 14
8 | 9 | 7:00 | 53.38 | 7:00 | 53.12
9 | 9 | 8:00 | 75.81 | 8:00 | 75.43
10 | 9 | 9:00 | 81.95 | 9:00 | 81.54
11 | 9 | 10:00 | 84.68 | 10:00 | 84.25
12 | 9 | 11:00 | 84.28 | 11:00 | 83.86
13 | 9 | 12:00 | 80.57 | 12:00 | 80.17
14 | 9 | 13:00 | 79.85 | 13:00 | 79.45
15 | 9 | 14:00 | 81.69 | 14:00 | 81.28
16 | 9 | 15:00 | 74.3 | 15:00 | 73.92
17 | 9 | 16:00 | 50.16 | 16:00 | 49.91
18 | 9 | 17:00 | 10.29 | 17:00 | 10.23
19 | 9 | 18:00 | 0 | 18:00 | 0
20 | 9 | 19:00 | 0 | 19:00 | 0
21 | 9 | 20:00 | 0 | 20:00 | 0
22 | 9 | 21:00 | 0 | 21:00 | 0
23 | 9 | 22:00 | 0 | 22:00 | 0
24 | 9 | 23:00 | 0 | 23:00 | 0
1 | 9 | 0:00 | 0 | 0:00 | 0
2 | 9 | 1:00 | 0 | 1:00 | 0
3 | 9 | 2:00 | 0 | 2:00 | 0
4 | 9 | 3:00 | 0 | 3:00 | 0
5 | 9 | 4:00 | 0 | 4:00 | 0
6 | 9 | 5:00 | 0 | 5:00 | 0
7 | 9 | 6:00 | 11.04 | 6:00 | 10.98
8 | 9 | 7:00 | 47.94 | 7:00 | 47.7
9 | 9 | 8:00 | 64.07 | 8:00 | 63.74
10 | 9 | 9:00 | 62.04 | 9:00 | 61.73
11 | 9 | 10:00 | 65.79 | 10:00 | 65.46
12 | 9 | 11:00 | 69.21 | 11:00 | 68.86
13 | 9 | 12:00 | 68.27 | 12:00 | 67.92
14 | 9 | 13:00 | 67.56 | 13:00 | 67.22
15 | 9 | 14:00 | 68.86 | 14:00 | 68.51
16 | 9 | 15:00 | 62.82 | 15:00 | 62.51
17 | 9 | 16:00 | 40 | 16:00 | 39.8
18 | 9 | 17:00 | 8.41 | 17:00 | 8.37
19 | 9 | 18:00 | 0 | 18:00 | 0
20 | 9 | 19:00 | 0 | 19:00 | 0
21 | 9 | 20:00 | 0 | 20:00 | 0
22 | 9 | 21:00 | 0 | 21:00 | 0
23 | 9 | 22:00 | 0 | 22:00 | 0
24 | 9 | 23:00 | 0 | 23:00 | 0
1 | 9 | 0:00 | 0 | 0:00 | 0
2 | 9 | 1:00 | 0 | 1:00 | 0
3 | 9 | 2:00 | 0 | 2:00 | 0
4 | 9 | 3:00 | 0 | 3:00 | 0
5 | 9 | 4:00 | 0 | 4:00 | 0
6 | 9 | 5:00 | 0 | 5:00 | 0
7 | 9 | 6:00 | 10.85 | 6:00 | 10.8
8 | 9 | 7:00 | 45.88 | 7:00 | 45.65
9 | 9 | 8:00 | 67.07 | 8:00 | 66.73
10 | 9 | 9:00 | 71.11 | 9:00 | 70.75
11 | 9 | 10:00 | 71.62 | 10:00 | 71.26
12 | 9 | 11:00 | 73.5 | 11:00 | 73.13
13 | 9 | 12:00 | 71.84 | 12:00 | 71.49
14 | 9 | 13:00 | 66.89 | 13:00 | 66.55
15 | 9 | 14:00 | 66.94 | 14:00 | 66.6
16 | 9 | 15:00 | 65.83 | 15:00 | 65.5
17 | 9 | 16:00 | 41.91 | 16:00 | 41.7
18 | 9 | 17:00 | 8.66 | 17:00 | 8.62
19 | 9 | 18:00 | 0 | 18:00 | 0
20 | 9 | 19:00 | 0 | 19:00 | 0
21 | 9 | 20:00 | 0 | 20:00 | 0
22 | 9 | 21:00 | 0 | 21:00 | 0
23 | 9 | 22:00 | 0 | 22:00 | 0
24 | 9 | 23:00 | 0 | 23:00 | 0
1 | 9 | 0:00 | 0 | 0:00 | 0
2 | 9 | 1:00 | 0 | 1:00 | 0
3 | 9 | 2:00 | 0 | 2:00 | 0
4 | 9 | 3:00 | 0 | 3:00 | 0
5 | 9 | 4:00 | 0 | 4:00 | 0
6 | 9 | 5:00 | 0 | 5:00 | 0
7 | 9 | 6:00 | 13.19 | 6:00 | 13.12
8 | 9 | 7:00 | 57.53 | 7:00 | 57.24
9 | 9 | 8:00 | 77.71 | 8:00 | 77.32
10 | 9 | 9:00 | 85.91 | 9:00 | 85.49
11 | 9 | 10:00 | 85.22 | 10:00 | 84.79
12 | 9 | 11:00 | 83.54 | 11:00 | 83.13
13 | 9 | 12:00 | 78.98 | 12:00 | 78.59
14 | 9 | 13:00 | 76.5 | 13:00 | 76.12
15 | 9 | 14:00 | 74.17 | 14:00 | 73.8
16 | 9 | 15:00 | 69.49 | 15:00 | 69.14
17 | 9 | 16:00 | 47.14 | 16:00 | 46.91
18 | 9 | 17:00 | 8.86 | 17:00 | 8.82
19 | 9 | 18:00 | 0 | 18:00 | 0
20 | 9 | 19:00 | 0 | 19:00 | 0
21 | 9 | 20:00 | 0 | 20:00 | 0
22 | 9 | 21:00 | 0 | 21:00 | 0
23 | 9 | 22:00 | 0 | 22:00 | 0
24 | 9 | 23:00 | 0 | 23:00 | 0
1 | 9 | 0:00 | 0 | 0:00 | 0
2 | 9 | 1:00 | 0 | 1:00 | 0
3 | 9 | 2:00 | 0 | 2:00 | 0
4 | 9 | 3:00 | 0 | 3:00 | 0
5 | 9 | 4:00 | 0 | 4:00 | 0
6 | 9 | 5:00 | 0 | 5:00 | 0
7 | 9 | 6:00 | 13.72 | 6:00 | 13.65
8 | 9 | 7:00 | 57.48 | 7:00 | 57.2
9 | 9 | 8:00 | 80.13 | 8:00 | 79.73
10 | 9 | 9:00 | 86.16 | 9:00 | 85.73
11 | 9 | 10:00 | 90.94 | 10:00 | 90.49
12 | 9 | 11:00 | 90.08 | 11:00 | 89.63
13 | 9 | 12:00 | 89.66 | 12:00 | 89.21
14 | 9 | 13:00 | 87.59 | 13:00 | 87.15
15 | 9 | 14:00 | 88.01 | 14:00 | 87.57
16 | 9 | 15:00 | 81.87 | 15:00 | 81.46
17 | 9 | 16:00 | 51.75 | 16:00 | 51.49
18 | 9 | 17:00 | 9.15 | 17:00 | 9.1
19 | 9 | 18:00 | 0 | 18:00 | 0
20 | 9 | 19:00 | 0 | 19:00 | 0
21 | 9 | 20:00 | 0 | 20:00 | 0
22 | 9 | 21:00 | 0 | 21:00 | 0
23 | 9 | 22:00 | 0 | 22:00 | 0
24 | 9 | 23:00 | 0 | 23:00 | 0
1 | 9 | 0:00 | 0 | 0:00 | 0
2 | 9 | 1:00 | 0 | 1:00 | 0
3 | 9 | 2:00 | 0 | 2:00 | 0
4 | 9 | 3:00 | 0 | 3:00 | 0
5 | 9 | 4:00 | 0 | 4:00 | 0
6 | 9 | 5:00 | 0 | 5:00 | 0
7 | 9 | 6:00 | 12.43 | 6:00 | 12.37
8 | 9 | 7:00 | 60.02 | 7:00 | 59.72
9 | 9 | 8:00 | 82.06 | 8:00 | 81.65
10 | 9 | 9:00 | 85.81 | 9:00 | 85.38
11 | 9 | 10:00 | 90.23 | 10:00 | 89.78
12 | 9 | 11:00 | 90.71 | 11:00 | 90.25
13 | 9 | 12:00 | 88.27 | 12:00 | 87.83
14 | 9 | 13:00 | 86.5 | 13:00 | 86.06
15 | 9 | 14:00 | 86.13 | 14:00 | 85.7
16 | 9 | 15:00 | 82.53 | 15:00 | 82.12
17 | 9 | 16:00 | 54.32 | 16:00 | 54.05
18 | 9 | 17:00 | 8.9 | 17:00 | 8.86
19 | 9 | 18:00 | 0 | 18:00 | 0
20 | 9 | 19:00 | 0 | 19:00 | 0
21 | 9 | 20:00 | 0 | 20:00 | 0
22 | 9 | 21:00 | 0 | 21:00 | 0
23 | 9 | 22:00 | 0 | 22:00 | 0
24 | 9 | 23:00 | 0 | 23:00 | 0
1 | 9 | 0:00 | 0 | 0:00 | 0
2 | 9 | 1:00 | 0 | 1:00 | 0
3 | 9 | 2:00 | 0 | 2:00 | 0
4 | 9 | 3:00 | 0 | 3:00 | 0
5 | 9 | 4:00 | 0 | 4:00 | 0
6 | 9 | 5:00 | 0 | 5:00 | 0
7 | 9 | 6:00 | 12.75 | 6:00 | 12.68
8 | 9 | 7:00 | 60.29 | 7:00 | 59.99
9 | 9 | 8:00 | 86.57 | 8:00 | 86.14
10 | 9 | 9:00 | 88.24 | 9:00 | 87.8
11 | 9 | 10:00 | 90.35 | 10:00 | 89.9
12 | 9 | 11:00 | 89.49 | 11:00 | 89.05
13 | 9 | 12:00 | 87.86 | 12:00 | 87.42
14 | 9 | 13:00 | 87.5 | 13:00 | 87.06
15 | 9 | 14:00 | 85.98 | 14:00 | 85.55
16 | 9 | 15:00 | 83.61 | 15:00 | 83.2
17 | 9 | 16:00 | 50.66 | 16:00 | 50.4
18 | 9 | 17:00 | 8.2 | 17:00 | 8.16
19 | 9 | 18:00 | 0 | 18:00 | 0
20 | 9 | 19:00 | 0 | 19:00 | 0
21 | 9 | 20:00 | 0 | 20:00 | 0
22 | 9 | 21:00 | 0 | 21:00 | 0
23 | 9 | 22:00 | 0 | 22:00 | 0
24 | 9 | 23:00 | 0 | 23:00 | 0
1 | 9 | 0:00 | 0 | 0:00 | 0
2 | 9 | 1:00 | 0 | 1:00 | 0
3 | 9 | 2:00 | 0 | 2:00 | 0
4 | 9 | 3:00 | 0 | 3:00 | 0
5 | 9 | 4:00 | 0 | 4:00 | 0
6 | 9 | 5:00 | 0 | 5:00 | 0
7 | 9 | 6:00 | 11.73 | 6:00 | 11.67
8 | 9 | 7:00 | 55.8 | 7:00 | 55.52
9 | 9 | 8:00 | 79 | 8:00 | 78.61
10 | 9 | 9:00 | 82.82 | 9:00 | 82.41
11 | 9 | 10:00 | 83.84 | 10:00 | 83.42
12 | 9 | 11:00 | 82.88 | 11:00 | 82.47
13 | 9 | 12:00 | 78.41 | 12:00 | 78.01
14 | 9 | 13:00 | 79.77 | 13:00 | 79.37
15 | 9 | 14:00 | 78.19 | 14:00 | 77.8
16 | 9 | 15:00 | 72.61 | 15:00 | 72.25
17 | 9 | 16:00 | 43.8 | 16:00 | 43.58
18 | 9 | 17:00 | 6.92 | 17:00 | 6.88
19 | 9 | 18:00 | 0 | 18:00 | 0
20 | 9 | 19:00 | 0 | 19:00 | 0
21 | 9 | 20:00 | 0 | 20:00 | 0
22 | 9 | 21:00 | 0 | 21:00 | 0
23 | 9 | 22:00 | 0 | 22:00 | 0
24 | 9 | 23:00 | 0 | 23:00 | 0
1 | 9 | 0:00 | 0 | 0:00 | 0
2 | 9 | 1:00 | 0 | 1:00 | 0
3 | 9 | 2:00 | 0 | 2:00 | 0
4 | 9 | 3:00 | 0 | 3:00 | 0
5 | 9 | 4:00 | 0 | 4:00 | 0
6 | 9 | 5:00 | 0 | 5:00 | 0
7 | 9 | 6:00 | 11.47 | 6:00 | 11.41
8 | 9 | 7:00 | 52.61 | 7:00 | 52.35
9 | 9 | 8:00 | 78.41 | 8:00 | 78.02
10 | 9 | 9:00 | 82.43 | 9:00 | 82.02
11 | 9 | 10:00 | 80.12 | 10:00 | 79.72
12 | 9 | 11:00 | 83.78 | 11:00 | 83.36
13 | 9 | 12:00 | 82.53 | 12:00 | 82.12
14 | 9 | 13:00 | 81.29 | 13:00 | 80.88
15 | 9 | 14:00 | 79.13 | 14:00 | 78.74
16 | 9 | 15:00 | 78.15 | 15:00 | 77.76
17 | 9 | 16:00 | 48.85 | 16:00 | 48.6
18 | 9 | 17:00 | 7.1 | 17:00 | 7.06
19 | 9 | 18:00 | 0 | 18:00 | 0
20 | 9 | 19:00 | 0 | 19:00 | 0
21 | 9 | 20:00 | 0 | 20:00 | 0
22 | 9 | 21:00 | 0 | 21:00 | 0
23 | 9 | 22:00 | 0 | 22:00 | 0
24 | 9 | 23:00 | 0 | 23:00 | 0
1 | 9 | 0:00 | 0 | 0:00 | 0
2 | 9 | 1:00 | 0 | 1:00 | 0
3 | 9 | 2:00 | 0 | 2:00 | 0
4 | 9 | 3:00 | 0 | 3:00 | 0
5 | 9 | 4:00 | 0 | 4:00 | 0
6 | 9 | 5:00 | 0 | 5:00 | 0
7 | 9 | 6:00 | 10.67 | 6:00 | 10.62
8 | 9 | 7:00 | 54.26 | 7:00 | 53.99
9 | 9 | 8:00 | 79.05 | 8:00 | 78.65
10 | 9 | 9:00 | 85.27 | 9:00 | 84.84
11 | 9 | 10:00 | 87.29 | 10:00 | 86.85
12 | 9 | 11:00 | 86.4 | 11:00 | 85.97
13 | 9 | 12:00 | 87.43 | 12:00 | 86.99
14 | 9 | 13:00 | 86.15 | 13:00 | 85.72
15 | 9 | 14:00 | 81.48 | 14:00 | 81.07
16 | 9 | 15:00 | 79.76 | 15:00 | 79.36
17 | 9 | 16:00 | 48.07 | 16:00 | 47.83
18 | 9 | 17:00 | 6.85 | 17:00 | 6.81
19 | 9 | 18:00 | 0 | 18:00 | 0
20 | 9 | 19:00 | 0 | 19:00 | 0
21 | 9 | 20:00 | 0 | 20:00 | 0
22 | 9 | 21:00 | 0 | 21:00 | 0
23 | 9 | 22:00 | 0 | 22:00 | 0
24 | 9 | 23:00 | 0 | 23:00 | 0
1 | 10 | 0:00 | 0 | 0:00 | 0
2 | 10 | 1:00 | 0 | 1:00 | 0
3 | 10 | 2:00 | 0 | 2:00 | 0
4 | 10 | 3:00 | 0 | 3:00 | 0
5 | 10 | 4:00 | 0 | 4:00 | 0
6 | 10 | 5:00 | 0 | 5:00 | 0
7 | 10 | 6:00 | 11.04 | 6:00 | 10.98
8 | 10 | 7:00 | 55.12 | 7:00 | 54.85
9 | 10 | 8:00 | 75.76 | 8:00 | 75.38
10 | 10 | 9:00 | 78.47 | 9:00 | 78.08
11 | 10 | 10:00 | 78.94 | 10:00 | 78.54
12 | 10 | 11:00 | 78.36 | 11:00 | 77.96
13 | 10 | 12:00 | 79.09 | 12:00 | 78.69
14 | 10 | 13:00 | 76.95 | 13:00 | 76.56
15 | 10 | 14:00 | 78.86 | 14:00 | 78.47
16 | 10 | 15:00 | 68.87 | 15:00 | 68.53
17 | 10 | 16:00 | 41.04 | 16:00 | 40.83
18 | 10 | 17:00 | 5.29 | 17:00 | 5.26
19 | 10 | 18:00 | 0 | 18:00 | 0
20 | 10 | 19:00 | 0 | 19:00 | 0
21 | 10 | 20:00 | 0 | 20:00 | 0
22 | 10 | 21:00 | 0 | 21:00 | 0
23 | 10 | 22:00 | 0 | 22:00 | 0
24 | 10 | 23:00 | 0 | 23:00 | 0
1 | 10 | 0:00 | 0 | 0:00 | 0
2 | 10 | 1:00 | 0 | 1:00 | 0
3 | 10 | 2:00 | 0 | 2:00 | 0
4 | 10 | 3:00 | 0 | 3:00 | 0
5 | 10 | 4:00 | 0 | 4:00 | 0
6 | 10 | 5:00 | 0 | 5:00 | 0
7 | 10 | 6:00 | 8.6 | 6:00 | 8.56
8 | 10 | 7:00 | 43.89 | 7:00 | 43.67
9 | 10 | 8:00 | 67.34 | 8:00 | 67
10 | 10 | 9:00 | 79.39 | 9:00 | 78.99
11 | 10 | 10:00 | 79.42 | 10:00 | 79.03
12 | 10 | 11:00 | 76.08 | 11:00 | 75.7
13 | 10 | 12:00 | 77.58 | 12:00 | 77.19
14 | 10 | 13:00 | 75.15 | 13:00 | 74.77
15 | 10 | 14:00 | 74.74 | 14:00 | 74.37
16 | 10 | 15:00 | 71.88 | 15:00 | 71.52
17 | 10 | 16:00 | 41.68 | 16:00 | 41.48
18 | 10 | 17:00 | 5.33 | 17:00 | 5.3
19 | 10 | 18:00 | 0 | 18:00 | 0
20 | 10 | 19:00 | 0 | 19:00 | 0
21 | 10 | 20:00 | 0 | 20:00 | 0
22 | 10 | 21:00 | 0 | 21:00 | 0
23 | 10 | 22:00 | 0 | 22:00 | 0
24 | 10 | 23:00 | 0 | 23:00 | 0
1 | 10 | 0:00 | 0 | 0:00 | 0
2 | 10 | 1:00 | 0 | 1:00 | 0
3 | 10 | 2:00 | 0 | 2:00 | 0
4 | 10 | 3:00 | 0 | 3:00 | 0
5 | 10 | 4:00 | 0 | 4:00 | 0
6 | 10 | 5:00 | 0 | 5:00 | 0
7 | 10 | 6:00 | 8.55 | 6:00 | 8.51
8 | 10 | 7:00 | 47.16 | 7:00 | 46.92
9 | 10 | 8:00 | 71.81 | 8:00 | 71.45
10 | 10 | 9:00 | 77.99 | 9:00 | 77.6
11 | 10 | 10:00 | 74.33 | 10:00 | 73.96
12 | 10 | 11:00 | 69.64 | 11:00 | 69.29
13 | 10 | 12:00 | 69.74 | 12:00 | 69.39
14 | 10 | 13:00 | 67.32 | 13:00 | 66.98
15 | 10 | 14:00 | 65.39 | 14:00 | 65.06
16 | 10 | 15:00 | 63.4 | 15:00 | 63.08
17 | 10 | 16:00 | 36.47 | 16:00 | 36.29
18 | 10 | 17:00 | 3.99 | 17:00 | 3.97
19 | 10 | 18:00 | 0 | 18:00 | 0
20 | 10 | 19:00 | 0 | 19:00 | 0
21 | 10 | 20:00 | 0 | 20:00 | 0
22 | 10 | 21:00 | 0 | 21:00 | 0
23 | 10 | 22:00 | 0 | 22:00 | 0
24 | 10 | 23:00 | 0 | 23:00 | 0
1 | 10 | 0:00 | 0 | 0:00 | 0
2 | 10 | 1:00 | 0 | 1:00 | 0
3 | 10 | 2:00 | 0 | 2:00 | 0
4 | 10 | 3:00 | 0 | 3:00 | 0
5 | 10 | 4:00 | 0 | 4:00 | 0
6 | 10 | 5:00 | 0 | 5:00 | 0
7 | 10 | 6:00 | 7.91 | 6:00 | 7.87
8 | 10 | 7:00 | 45.56 | 7:00 | 45.33
9 | 10 | 8:00 | 71.58 | 8:00 | 71.22
10 | 10 | 9:00 | 76.89 | 9:00 | 76.5
11 | 10 | 10:00 | 75.97 | 10:00 | 75.59
12 | 10 | 11:00 | 74.34 | 11:00 | 73.97
13 | 10 | 12:00 | 74.7 | 12:00 | 74.32
14 | 10 | 13:00 | 70.68 | 13:00 | 70.33
15 | 10 | 14:00 | 72.27 | 14:00 | 71.91
16 | 10 | 15:00 | 68.57 | 15:00 | 68.23
17 | 10 | 16:00 | 36.87 | 16:00 | 36.69
18 | 10 | 17:00 | 3.74 | 17:00 | 3.72
19 | 10 | 18:00 | 0 | 18:00 | 0
20 | 10 | 19:00 | 0 | 19:00 | 0
21 | 10 | 20:00 | 0 | 20:00 | 0
22 | 10 | 21:00 | 0 | 21:00 | 0
23 | 10 | 22:00 | 0 | 22:00 | 0
24 | 10 | 23:00 | 0 | 23:00 | 0
1 | 10 | 0:00 | 0 | 0:00 | 0
2 | 10 | 1:00 | 0 | 1:00 | 0
3 | 10 | 2:00 | 0 | 2:00 | 0
4 | 10 | 3:00 | 0 | 3:00 | 0
5 | 10 | 4:00 | 0 | 4:00 | 0
6 | 10 | 5:00 | 0 | 5:00 | 0
7 | 10 | 6:00 | 7.63 | 6:00 | 7.6
8 | 10 | 7:00 | 46.58 | 7:00 | 46.35
9 | 10 | 8:00 | 76.92 | 8:00 | 76.53
10 | 10 | 9:00 | 82.1 | 9:00 | 81.69
11 | 10 | 10:00 | 84.85 | 10:00 | 84.42
12 | 10 | 11:00 | 84.45 | 11:00 | 84.02
13 | 10 | 12:00 | 85.01 | 12:00 | 84.59
14 | 10 | 13:00 | 80.05 | 13:00 | 79.65
15 | 10 | 14:00 | 82.23 | 14:00 | 81.81
16 | 10 | 15:00 | 74.41 | 15:00 | 74.04
17 | 10 | 16:00 | 37.65 | 16:00 | 37.46
18 | 10 | 17:00 | 3.33 | 17:00 | 3.31
19 | 10 | 18:00 | 0 | 18:00 | 0
20 | 10 | 19:00 | 0 | 19:00 | 0
21 | 10 | 20:00 | 0 | 20:00 | 0
22 | 10 | 21:00 | 0 | 21:00 | 0
23 | 10 | 22:00 | 0 | 22:00 | 0
24 | 10 | 23:00 | 0 | 23:00 | 0
1 | 10 | 0:00 | 0 | 0:00 | 0
2 | 10 | 1:00 | 0 | 1:00 | 0
3 | 10 | 2:00 | 0 | 2:00 | 0
4 | 10 | 3:00 | 0 | 3:00 | 0
5 | 10 | 4:00 | 0 | 4:00 | 0
6 | 10 | 5:00 | 0 | 5:00 | 0
7 | 10 | 6:00 | 7.54 | 6:00 | 7.5
8 | 10 | 7:00 | 42.99 | 7:00 | 42.77
9 | 10 | 8:00 | 66.04 | 8:00 | 65.71
10 | 10 | 9:00 | 72.58 | 9:00 | 72.22
11 | 10 | 10:00 | 70.59 | 10:00 | 70.24
12 | 10 | 11:00 | 68.54 | 11:00 | 68.2
13 | 10 | 12:00 | 68.25 | 12:00 | 67.9
14 | 10 | 13:00 | 69.69 | 13:00 | 69.34
15 | 10 | 14:00 | 72.76 | 14:00 | 72.4
16 | 10 | 15:00 | 67.32 | 15:00 | 66.98
17 | 10 | 16:00 | 35.35 | 16:00 | 35.17
18 | 10 | 17:00 | 3.23 | 17:00 | 3.22
19 | 10 | 18:00 | 0 | 18:00 | 0
20 | 10 | 19:00 | 0 | 19:00 | 0
21 | 10 | 20:00 | 0 | 20:00 | 0
22 | 10 | 21:00 | 0 | 21:00 | 0
23 | 10 | 22:00 | 0 | 22:00 | 0
24 | 10 | 23:00 | 0 | 23:00 | 0
1 | 10 | 0:00 | 0 | 0:00 | 0
2 | 10 | 1:00 | 0 | 1:00 | 0
3 | 10 | 2:00 | 0 | 2:00 | 0
4 | 10 | 3:00 | 0 | 3:00 | 0
5 | 10 | 4:00 | 0 | 4:00 | 0
6 | 10 | 5:00 | 0 | 5:00 | 0
7 | 10 | 6:00 | 7.17 | 6:00 | 7.14
8 | 10 | 7:00 | 41.59 | 7:00 | 41.38
9 | 10 | 8:00 | 65.06 | 8:00 | 64.73
10 | 10 | 9:00 | 69.86 | 9:00 | 69.51
11 | 10 | 10:00 | 69.62 | 10:00 | 69.27
12 | 10 | 11:00 | 66.77 | 11:00 | 66.43
13 | 10 | 12:00 | 65.59 | 12:00 | 65.26
14 | 10 | 13:00 | 65.3 | 13:00 | 64.97
15 | 10 | 14:00 | 64.93 | 14:00 | 64.6
16 | 10 | 15:00 | 64.19 | 15:00 | 63.87
17 | 10 | 16:00 | 33.82 | 16:00 | 33.65
18 | 10 | 17:00 | 2.65 | 17:00 | 2.63
19 | 10 | 18:00 | 0 | 18:00 | 0
20 | 10 | 19:00 | 0 | 19:00 | 0
21 | 10 | 20:00 | 0 | 20:00 | 0
22 | 10 | 21:00 | 0 | 21:00 | 0
23 | 10 | 22:00 | 0 | 22:00 | 0
24 | 10 | 23:00 | 0 | 23:00 | 0
1 | 10 | 0:00 | 0 | 0:00 | 0
2 | 10 | 1:00 | 0 | 1:00 | 0
3 | 10 | 2:00 | 0 | 2:00 | 0
4 | 10 | 3:00 | 0 | 3:00 | 0
5 | 10 | 4:00 | 0 | 4:00 | 0
6 | 10 | 5:00 | 0 | 5:00 | 0
7 | 10 | 6:00 | 5.72 | 6:00 | 5.69
8 | 10 | 7:00 | 36.25 | 7:00 | 36.07
9 | 10 | 8:00 | 59.47 | 8:00 | 59.18
10 | 10 | 9:00 | 63.11 | 9:00 | 62.79
11 | 10 | 10:00 | 63.53 | 10:00 | 63.21
12 | 10 | 11:00 | 62.88 | 11:00 | 62.56
13 | 10 | 12:00 | 62.53 | 12:00 | 62.22
14 | 10 | 13:00 | 63.2 | 13:00 | 62.88
15 | 10 | 14:00 | 60.12 | 14:00 | 59.82
16 | 10 | 15:00 | 54.21 | 15:00 | 53.94
17 | 10 | 16:00 | 29.76 | 16:00 | 29.61
18 | 10 | 17:00 | 1.82 | 17:00 | 1.81
19 | 10 | 18:00 | 0 | 18:00 | 0
20 | 10 | 19:00 | 0 | 19:00 | 0
21 | 10 | 20:00 | 0 | 20:00 | 0
22 | 10 | 21:00 | 0 | 21:00 | 0
23 | 10 | 22:00 | 0 | 22:00 | 0
24 | 10 | 23:00 | 0 | 23:00 | 0
1 | 10 | 0:00 | 0 | 0:00 | 0
2 | 10 | 1:00 | 0 | 1:00 | 0
3 | 10 | 2:00 | 0 | 2:00 | 0
4 | 10 | 3:00 | 0 | 3:00 | 0
5 | 10 | 4:00 | 0 | 4:00 | 0
6 | 10 | 5:00 | 0 | 5:00 | 0
7 | 10 | 6:00 | 5.29 | 6:00 | 5.26
8 | 10 | 7:00 | 33.64 | 7:00 | 33.48
9 | 10 | 8:00 | 57.36 | 8:00 | 57.07
10 | 10 | 9:00 | 61.63 | 9:00 | 61.32
11 | 10 | 10:00 | 62.92 | 10:00 | 62.6
12 | 10 | 11:00 | 61.89 | 11:00 | 61.58
13 | 10 | 12:00 | 56.9 | 12:00 | 56.61
14 | 10 | 13:00 | 60.24 | 13:00 | 59.94
15 | 10 | 14:00 | 63.44 | 14:00 | 63.12
16 | 10 | 15:00 | 59.73 | 15:00 | 59.43
17 | 10 | 16:00 | 28.35 | 16:00 | 28.21
18 | 10 | 17:00 | 1.72 | 17:00 | 1.71
19 | 10 | 18:00 | 0 | 18:00 | 0
20 | 10 | 19:00 | 0 | 19:00 | 0
21 | 10 | 20:00 | 0 | 20:00 | 0
22 | 10 | 21:00 | 0 | 21:00 | 0
23 | 10 | 22:00 | 0 | 22:00 | 0
24 | 10 | 23:00 | 0 | 23:00 | 0
1 | 10 | 0:00 | 0 | 0:00 | 0
2 | 10 | 1:00 | 0 | 1:00 | 0
3 | 10 | 2:00 | 0 | 2:00 | 0
4 | 10 | 3:00 | 0 | 3:00 | 0
5 | 10 | 4:00 | 0 | 4:00 | 0
6 | 10 | 5:00 | 0 | 5:00 | 0
7 | 10 | 6:00 | 4.3 | 6:00 | 4.28
8 | 10 | 7:00 | 28.53 | 7:00 | 28.39
9 | 10 | 8:00 | 42.56 | 8:00 | 42.35
10 | 10 | 9:00 | 51.89 | 9:00 | 51.63
11 | 10 | 10:00 | 55.6 | 10:00 | 55.32
12 | 10 | 11:00 | 58.69 | 11:00 | 58.4
13 | 10 | 12:00 | 60.12 | 12:00 | 59.82
14 | 10 | 13:00 | 61.5 | 13:00 | 61.19
15 | 10 | 14:00 | 59.77 | 14:00 | 59.47
16 | 10 | 15:00 | 50.4 | 15:00 | 50.15
17 | 10 | 16:00 | 25.04 | 16:00 | 24.91
18 | 10 | 17:00 | 0.96 | 17:00 | 0.95
19 | 10 | 18:00 | 0 | 18:00 | 0
20 | 10 | 19:00 | 0 | 19:00 | 0
21 | 10 | 20:00 | 0 | 20:00 | 0
22 | 10 | 21:00 | 0 | 21:00 | 0
23 | 10 | 22:00 | 0 | 22:00 | 0
24 | 10 | 23:00 | 0 | 23:00 | 0
1 | 10 | 0:00 | 0 | 0:00 | 0
2 | 10 | 1:00 | 0 | 1:00 | 0
3 | 10 | 2:00 | 0 | 2:00 | 0
4 | 10 | 3:00 | 0 | 3:00 | 0
5 | 10 | 4:00 | 0 | 4:00 | 0
6 | 10 | 5:00 | 0 | 5:00 | 0
7 | 10 | 6:00 | 4.71 | 6:00 | 4.69
8 | 10 | 7:00 | 32.4 | 7:00 | 32.23
9 | 10 | 8:00 | 56.61 | 8:00 | 56.32
10 | 10 | 9:00 | 63.06 | 9:00 | 62.75
11 | 10 | 10:00 | 63.32 | 10:00 | 63
12 | 10 | 11:00 | 62.81 | 11:00 | 62.49
13 | 10 | 12:00 | 64.23 | 12:00 | 63.91
14 | 10 | 13:00 | 67.46 | 13:00 | 67.12
15 | 10 | 14:00 | 62.27 | 14:00 | 61.96
16 | 10 | 15:00 | 61.41 | 15:00 | 61.1
17 | 10 | 16:00 | 28.31 | 16:00 | 28.17
18 | 10 | 17:00 | 1.06 | 17:00 | 1.05
19 | 10 | 18:00 | 0 | 18:00 | 0
20 | 10 | 19:00 | 0 | 19:00 | 0
21 | 10 | 20:00 | 0 | 20:00 | 0
22 | 10 | 21:00 | 0 | 21:00 | 0
23 | 10 | 22:00 | 0 | 22:00 | 0
24 | 10 | 23:00 | 0 | 23:00 | 0
1 | 10 | 0:00 | 0 | 0:00 | 0
2 | 10 | 1:00 | 0 | 1:00 | 0
3 | 10 | 2:00 | 0 | 2:00 | 0
4 | 10 | 3:00 | 0 | 3:00 | 0
5 | 10 | 4:00 | 0 | 4:00 | 0
6 | 10 | 5:00 | 0 | 5:00 | 0
7 | 10 | 6:00 | 5.31 | 6:00 | 5.28
8 | 10 | 7:00 | 40.7 | 7:00 | 40.5
9 | 10 | 8:00 | 67.94 | 8:00 | 67.6
10 | 10 | 9:00 | 74.21 | 9:00 | 73.84
11 | 10 | 10:00 | 76.49 | 10:00 | 76.11
12 | 10 | 11:00 | 76.16 | 11:00 | 75.78
13 | 10 | 12:00 | 73.96 | 12:00 | 73.59
14 | 10 | 13:00 | 70.76 | 13:00 | 70.4
15 | 10 | 14:00 | 73.82 | 14:00 | 73.46
16 | 10 | 15:00 | 62.06 | 15:00 | 61.75
17 | 10 | 16:00 | 30.13 | 16:00 | 29.98
18 | 10 | 17:00 | 1.07 | 17:00 | 1.06
19 | 10 | 18:00 | 0 | 18:00 | 0
20 | 10 | 19:00 | 0 | 19:00 | 0
21 | 10 | 20:00 | 0 | 20:00 | 0
22 | 10 | 21:00 | 0 | 21:00 | 0
23 | 10 | 22:00 | 0 | 22:00 | 0
24 | 10 | 23:00 | 0 | 23:00 | 0
1 | 10 | 0:00 | 0 | 0:00 | 0
2 | 10 | 1:00 | 0 | 1:00 | 0
3 | 10 | 2:00 | 0 | 2:00 | 0
4 | 10 | 3:00 | 0 | 3:00 | 0
5 | 10 | 4:00 | 0 | 4:00 | 0
6 | 10 | 5:00 | 0 | 5:00 | 0
7 | 10 | 6:00 | 5.89 | 6:00 | 5.86
8 | 10 | 7:00 | 45.3 | 7:00 | 45.07
9 | 10 | 8:00 | 72.01 | 8:00 | 71.65
10 | 10 | 9:00 | 74.15 | 9:00 | 73.78
11 | 10 | 10:00 | 74.12 | 10:00 | 73.75
12 | 10 | 11:00 | 73.3 | 11:00 | 72.94
13 | 10 | 12:00 | 71.57 | 12:00 | 71.21
14 | 10 | 13:00 | 69.55 | 13:00 | 69.2
15 | 10 | 14:00 | 72.65 | 14:00 | 72.29
16 | 10 | 15:00 | 70.2 | 15:00 | 69.85
17 | 10 | 16:00 | 30.83 | 16:00 | 30.67
18 | 10 | 17:00 | 0.78 | 17:00 | 0.77
19 | 10 | 18:00 | 0 | 18:00 | 0
20 | 10 | 19:00 | 0 | 19:00 | 0
21 | 10 | 20:00 | 0 | 20:00 | 0
22 | 10 | 21:00 | 0 | 21:00 | 0
23 | 10 | 22:00 | 0 | 22:00 | 0
24 | 10 | 23:00 | 0 | 23:00 | 0
1 | 10 | 0:00 | 0 | 0:00 | 0
2 | 10 | 1:00 | 0 | 1:00 | 0
3 | 10 | 2:00 | 0 | 2:00 | 0
4 | 10 | 3:00 | 0 | 3:00 | 0
5 | 10 | 4:00 | 0 | 4:00 | 0
6 | 10 | 5:00 | 0 | 5:00 | 0
7 | 10 | 6:00 | 4.53 | 6:00 | 4.51
8 | 10 | 7:00 | 36.86 | 7:00 | 36.68
9 | 10 | 8:00 | 64.05 | 8:00 | 63.73
10 | 10 | 9:00 | 67.8 | 9:00 | 67.46
11 | 10 | 10:00 | 71.55 | 10:00 | 71.19
12 | 10 | 11:00 | 71.73 | 11:00 | 71.37
13 | 10 | 12:00 | 72.75 | 12:00 | 72.39
14 | 10 | 13:00 | 76.45 | 13:00 | 76.07
15 | 10 | 14:00 | 77.68 | 14:00 | 77.29
16 | 10 | 15:00 | 70.41 | 15:00 | 70.06
17 | 10 | 16:00 | 29.36 | 16:00 | 29.21
18 | 10 | 17:00 | 0.66 | 17:00 | 0.66
19 | 10 | 18:00 | 0 | 18:00 | 0
20 | 10 | 19:00 | 0 | 19:00 | 0
21 | 10 | 20:00 | 0 | 20:00 | 0
22 | 10 | 21:00 | 0 | 21:00 | 0
23 | 10 | 22:00 | 0 | 22:00 | 0
24 | 10 | 23:00 | 0 | 23:00 | 0
1 | 10 | 0:00 | 0 | 0:00 | 0
2 | 10 | 1:00 | 0 | 1:00 | 0
3 | 10 | 2:00 | 0 | 2:00 | 0
4 | 10 | 3:00 | 0 | 3:00 | 0
5 | 10 | 4:00 | 0 | 4:00 | 0
6 | 10 | 5:00 | 0 | 5:00 | 0
7 | 10 | 6:00 | 4.72 | 6:00 | 4.69
8 | 10 | 7:00 | 38.4 | 7:00 | 38.21
9 | 10 | 8:00 | 61.04 | 8:00 | 60.74
10 | 10 | 9:00 | 65.87 | 9:00 | 65.54
11 | 10 | 10:00 | 65.6 | 10:00 | 65.27
12 | 10 | 11:00 | 66.55 | 11:00 | 66.21
13 | 10 | 12:00 | 65.54 | 12:00 | 65.21
14 | 10 | 13:00 | 65.84 | 13:00 | 65.51
15 | 10 | 14:00 | 67.01 | 14:00 | 66.67
16 | 10 | 15:00 | 64.38 | 15:00 | 64.06
17 | 10 | 16:00 | 27.97 | 16:00 | 27.83
18 | 10 | 17:00 | 0.41 | 17:00 | 0.41
19 | 10 | 18:00 | 0 | 18:00 | 0
20 | 10 | 19:00 | 0 | 19:00 | 0
21 | 10 | 20:00 | 0 | 20:00 | 0
22 | 10 | 21:00 | 0 | 21:00 | 0
23 | 10 | 22:00 | 0 | 22:00 | 0
24 | 10 | 23:00 | 0 | 23:00 | 0
1 | 10 | 0:00 | 0 | 0:00 | 0
2 | 10 | 1:00 | 0 | 1:00 | 0
3 | 10 | 2:00 | 0 | 2:00 | 0
4 | 10 | 3:00 | 0 | 3:00 | 0
5 | 10 | 4:00 | 0 | 4:00 | 0
6 | 10 | 5:00 | 0 | 5:00 | 0
7 | 10 | 6:00 | 4.67 | 6:00 | 4.64
8 | 10 | 7:00 | 43.63 | 7:00 | 43.41
9 | 10 | 8:00 | 76.93 | 8:00 | 76.54
10 | 10 | 9:00 | 77.48 | 9:00 | 77.1
11 | 10 | 10:00 | 79.69 | 10:00 | 79.29
12 | 10 | 11:00 | 77.7 | 11:00 | 77.31
13 | 10 | 12:00 | 77.89 | 12:00 | 77.5
14 | 10 | 13:00 | 76.67 | 13:00 | 76.29
15 | 10 | 14:00 | 79.68 | 14:00 | 79.28
16 | 10 | 15:00 | 65.57 | 15:00 | 65.25
17 | 10 | 16:00 | 26.43 | 16:00 | 26.3
18 | 10 | 17:00 | 0.28 | 17:00 | 0.28
19 | 10 | 18:00 | 0 | 18:00 | 0
20 | 10 | 19:00 | 0 | 19:00 | 0
21 | 10 | 20:00 | 0 | 20:00 | 0
22 | 10 | 21:00 | 0 | 21:00 | 0
23 | 10 | 22:00 | 0 | 22:00 | 0
24 | 10 | 23:00 | 0 | 23:00 | 0
1 | 10 | 0:00 | 0 | 0:00 | 0
2 | 10 | 1:00 | 0 | 1:00 | 0
3 | 10 | 2:00 | 0 | 2:00 | 0
4 | 10 | 3:00 | 0 | 3:00 | 0
5 | 10 | 4:00 | 0 | 4:00 | 0
6 | 10 | 5:00 | 0 | 5:00 | 0
7 | 10 | 6:00 | 3.95 | 6:00 | 3.93
8 | 10 | 7:00 | 35.82 | 7:00 | 35.64
9 | 10 | 8:00 | 61.91 | 8:00 | 61.61
10 | 10 | 9:00 | 67.82 | 9:00 | 67.48
11 | 10 | 10:00 | 74.5 | 10:00 | 74.13
12 | 10 | 11:00 | 75.22 | 11:00 | 74.84
13 | 10 | 12:00 | 76.25 | 12:00 | 75.87
14 | 10 | 13:00 | 77.44 | 13:00 | 77.05
15 | 10 | 14:00 | 76.26 | 14:00 | 75.88
16 | 10 | 15:00 | 69.86 | 15:00 | 69.51
17 | 10 | 16:00 | 29.08 | 16:00 | 28.94
18 | 10 | 17:00 | 0.11 | 17:00 | 0.11
19 | 10 | 18:00 | 0 | 18:00 | 0
20 | 10 | 19:00 | 0 | 19:00 | 0
21 | 10 | 20:00 | 0 | 20:00 | 0
22 | 10 | 21:00 | 0 | 21:00 | 0
23 | 10 | 22:00 | 0 | 22:00 | 0
24 | 10 | 23:00 | 0 | 23:00 | 0
1 | 10 | 0:00 | 0 | 0:00 | 0
2 | 10 | 1:00 | 0 | 1:00 | 0
3 | 10 | 2:00 | 0 | 2:00 | 0
4 | 10 | 3:00 | 0 | 3:00 | 0
5 | 10 | 4:00 | 0 | 4:00 | 0
6 | 10 | 5:00 | 0 | 5:00 | 0
7 | 10 | 6:00 | 4.6 | 6:00 | 4.57
8 | 10 | 7:00 | 42.19 | 7:00 | 41.98
9 | 10 | 8:00 | 73.32 | 8:00 | 72.95
10 | 10 | 9:00 | 75.58 | 9:00 | 75.2
11 | 10 | 10:00 | 76.51 | 10:00 | 76.13
12 | 10 | 11:00 | 75.53 | 11:00 | 75.15
13 | 10 | 12:00 | 76.14 | 12:00 | 75.76
14 | 10 | 13:00 | 80.13 | 13:00 | 79.73
15 | 10 | 14:00 | 79.72 | 14:00 | 79.32
16 | 10 | 15:00 | 74.19 | 15:00 | 73.82
17 | 10 | 16:00 | 31.13 | 16:00 | 30.97
18 | 10 | 17:00 | 0 | 17:00 | 0
19 | 10 | 18:00 | 0 | 18:00 | 0
20 | 10 | 19:00 | 0 | 19:00 | 0
21 | 10 | 20:00 | 0 | 20:00 | 0
22 | 10 | 21:00 | 0 | 21:00 | 0
23 | 10 | 22:00 | 0 | 22:00 | 0
24 | 10 | 23:00 | 0 | 23:00 | 0
1 | 10 | 0:00 | 0 | 0:00 | 0
2 | 10 | 1:00 | 0 | 1:00 | 0
3 | 10 | 2:00 | 0 | 2:00 | 0
4 | 10 | 3:00 | 0 | 3:00 | 0
5 | 10 | 4:00 | 0 | 4:00 | 0
6 | 10 | 5:00 | 0 | 5:00 | 0
7 | 10 | 6:00 | 3.61 | 6:00 | 3.59
8 | 10 | 7:00 | 36.99 | 7:00 | 36.81
9 | 10 | 8:00 | 67.02 | 8:00 | 66.68
10 | 10 | 9:00 | 75.42 | 9:00 | 75.04
11 | 10 | 10:00 | 78.53 | 10:00 | 78.14
12 | 10 | 11:00 | 78.02 | 11:00 | 77.63
13 | 10 | 12:00 | 73.27 | 12:00 | 72.9
14 | 10 | 13:00 | 70.78 | 13:00 | 70.43
15 | 10 | 14:00 | 67.75 | 14:00 | 67.41
16 | 10 | 15:00 | 60.81 | 15:00 | 60.5
17 | 10 | 16:00 | 22.48 | 16:00 | 22.37
18 | 10 | 17:00 | 0 | 17:00 | 0
19 | 10 | 18:00 | 0 | 18:00 | 0
20 | 10 | 19:00 | 0 | 19:00 | 0
21 | 10 | 20:00 | 0 | 20:00 | 0
22 | 10 | 21:00 | 0 | 21:00 | 0
23 | 10 | 22:00 | 0 | 22:00 | 0
24 | 10 | 23:00 | 0 | 23:00 | 0
1 | 10 | 0:00 | 0 | 0:00 | 0
2 | 10 | 1:00 | 0 | 1:00 | 0
3 | 10 | 2:00 | 0 | 2:00 | 0
4 | 10 | 3:00 | 0 | 3:00 | 0
5 | 10 | 4:00 | 0 | 4:00 | 0
6 | 10 | 5:00 | 0 | 5:00 | 0
7 | 10 | 6:00 | 3.23 | 6:00 | 3.21
8 | 10 | 7:00 | 36.65 | 7:00 | 36.47
9 | 10 | 8:00 | 67.07 | 8:00 | 66.73
10 | 10 | 9:00 | 72.68 | 9:00 | 72.31
11 | 10 | 10:00 | 73.98 | 10:00 | 73.62
12 | 10 | 11:00 | 70.44 | 11:00 | 70.09
13 | 10 | 12:00 | 66.19 | 12:00 | 65.86
14 | 10 | 13:00 | 69.55 | 13:00 | 69.2
15 | 10 | 14:00 | 70.94 | 14:00 | 70.59
16 | 10 | 15:00 | 64.17 | 15:00 | 63.85
17 | 10 | 16:00 | 23.17 | 16:00 | 23.05
18 | 10 | 17:00 | 0 | 17:00 | 0
19 | 10 | 18:00 | 0 | 18:00 | 0
20 | 10 | 19:00 | 0 | 19:00 | 0
21 | 10 | 20:00 | 0 | 20:00 | 0
22 | 10 | 21:00 | 0 | 21:00 | 0
23 | 10 | 22:00 | 0 | 22:00 | 0
24 | 10 | 23:00 | 0 | 23:00 | 0
1 | 10 | 0:00 | 0 | 0:00 | 0
2 | 10 | 1:00 | 0 | 1:00 | 0
3 | 10 | 2:00 | 0 | 2:00 | 0
4 | 10 | 3:00 | 0 | 3:00 | 0
5 | 10 | 4:00 | 0 | 4:00 | 0
6 | 10 | 5:00 | 0 | 5:00 | 0
7 | 10 | 6:00 | 2.07 | 6:00 | 2.06
8 | 10 | 7:00 | 25.25 | 7:00 | 25.13
9 | 10 | 8:00 | 47.11 | 8:00 | 46.88
10 | 10 | 9:00 | 51.24 | 9:00 | 50.98
11 | 10 | 10:00 | 56.86 | 10:00 | 56.58
12 | 10 | 11:00 | 57.07 | 11:00 | 56.79
13 | 10 | 12:00 | 54.32 | 12:00 | 54.05
14 | 10 | 13:00 | 53.92 | 13:00 | 53.65
15 | 10 | 14:00 | 54.05 | 14:00 | 53.78
16 | 10 | 15:00 | 52.78 | 15:00 | 52.52
17 | 10 | 16:00 | 20.08 | 16:00 | 19.98
18 | 10 | 17:00 | 0 | 17:00 | 0
19 | 10 | 18:00 | 0 | 18:00 | 0
20 | 10 | 19:00 | 0 | 19:00 | 0
21 | 10 | 20:00 | 0 | 20:00 | 0
22 | 10 | 21:00 | 0 | 21:00 | 0
23 | 10 | 22:00 | 0 | 22:00 | 0
24 | 10 | 23:00 | 0 | 23:00 | 0
1 | 10 | 0:00 | 0 | 0:00 | 0
2 | 10 | 1:00 | 0 | 1:00 | 0
3 | 10 | 2:00 | 0 | 2:00 | 0
4 | 10 | 3:00 | 0 | 3:00 | 0
5 | 10 | 4:00 | 0 | 4:00 | 0
6 | 10 | 5:00 | 0 | 5:00 | 0
7 | 10 | 6:00 | 3.26 | 6:00 | 3.24
8 | 10 | 7:00 | 37.7 | 7:00 | 37.52
9 | 10 | 8:00 | 63.96 | 8:00 | 63.64
10 | 10 | 9:00 | 72.18 | 9:00 | 71.82
11 | 10 | 10:00 | 75.9 | 10:00 | 75.52
12 | 10 | 11:00 | 71 | 11:00 | 70.65
13 | 10 | 12:00 | 67.43 | 12:00 | 67.09
14 | 10 | 13:00 | 70.37 | 13:00 | 70.02
15 | 10 | 14:00 | 69.99 | 14:00 | 69.64
16 | 10 | 15:00 | 59.8 | 15:00 | 59.5
17 | 10 | 16:00 | 22.63 | 16:00 | 22.52
18 | 10 | 17:00 | 0 | 17:00 | 0
19 | 10 | 18:00 | 0 | 18:00 | 0
20 | 10 | 19:00 | 0 | 19:00 | 0
21 | 10 | 20:00 | 0 | 20:00 | 0
22 | 10 | 21:00 | 0 | 21:00 | 0
23 | 10 | 22:00 | 0 | 22:00 | 0
24 | 10 | 23:00 | 0 | 23:00 | 0
1 | 10 | 0:00 | 0 | 0:00 | 0
2 | 10 | 1:00 | 0 | 1:00 | 0
3 | 10 | 2:00 | 0 | 2:00 | 0
4 | 10 | 3:00 | 0 | 3:00 | 0
5 | 10 | 4:00 | 0 | 4:00 | 0
6 | 10 | 5:00 | 0 | 5:00 | 0
7 | 10 | 6:00 | 2.11 | 6:00 | 2.1
8 | 10 | 7:00 | 30.48 | 7:00 | 30.33
9 | 10 | 8:00 | 57.66 | 8:00 | 57.37
10 | 10 | 9:00 | 62.86 | 9:00 | 62.54
11 | 10 | 10:00 | 65.32 | 10:00 | 64.99
12 | 10 | 11:00 | 63.74 | 11:00 | 63.42
13 | 10 | 12:00 | 62.36 | 12:00 | 62.04
14 | 10 | 13:00 | 61.46 | 13:00 | 61.15
15 | 10 | 14:00 | 60.09 | 14:00 | 59.79
16 | 10 | 15:00 | 51.48 | 15:00 | 51.22
17 | 10 | 16:00 | 17.83 | 16:00 | 17.74
18 | 10 | 17:00 | 0 | 17:00 | 0
19 | 10 | 18:00 | 0 | 18:00 | 0
20 | 10 | 19:00 | 0 | 19:00 | 0
21 | 10 | 20:00 | 0 | 20:00 | 0
22 | 10 | 21:00 | 0 | 21:00 | 0
23 | 10 | 22:00 | 0 | 22:00 | 0
24 | 10 | 23:00 | 0 | 23:00 | 0
1 | 10 | 0:00 | 0 | 0:00 | 0
2 | 10 | 1:00 | 0 | 1:00 | 0
3 | 10 | 2:00 | 0 | 2:00 | 0
4 | 10 | 3:00 | 0 | 3:00 | 0
5 | 10 | 4:00 | 0 | 4:00 | 0
6 | 10 | 5:00 | 0 | 5:00 | 0
7 | 10 | 6:00 | 1.63 | 6:00 | 1.62
8 | 10 | 7:00 | 27.06 | 7:00 | 26.92
9 | 10 | 8:00 | 53.47 | 8:00 | 53.2
10 | 10 | 9:00 | 59.04 | 9:00 | 58.74
11 | 10 | 10:00 | 61.66 | 10:00 | 61.35
12 | 10 | 11:00 | 59.73 | 11:00 | 59.44
13 | 10 | 12:00 | 59.7 | 12:00 | 59.4
14 | 10 | 13:00 | 58.45 | 13:00 | 58.15
15 | 10 | 14:00 | 55.52 | 14:00 | 55.24
16 | 10 | 15:00 | 46.03 | 15:00 | 45.8
17 | 10 | 16:00 | 14.99 | 16:00 | 14.91
18 | 10 | 17:00 | 0 | 17:00 | 0
19 | 10 | 18:00 | 0 | 18:00 | 0
20 | 10 | 19:00 | 0 | 19:00 | 0
21 | 10 | 20:00 | 0 | 20:00 | 0
22 | 10 | 21:00 | 0 | 21:00 | 0
23 | 10 | 22:00 | 0 | 22:00 | 0
24 | 10 | 23:00 | 0 | 23:00 | 0
1 | 10 | 0:00 | 0 | 0:00 | 0
2 | 10 | 1:00 | 0 | 1:00 | 0
3 | 10 | 2:00 | 0 | 2:00 | 0
4 | 10 | 3:00 | 0 | 3:00 | 0
5 | 10 | 4:00 | 0 | 4:00 | 0
6 | 10 | 5:00 | 0 | 5:00 | 0
7 | 10 | 6:00 | 1.86 | 6:00 | 1.85
8 | 10 | 7:00 | 29.2 | 7:00 | 29.05
9 | 10 | 8:00 | 57.14 | 8:00 | 56.85
10 | 10 | 9:00 | 60.95 | 9:00 | 60.64
11 | 10 | 10:00 | 60.61 | 10:00 | 60.31
12 | 10 | 11:00 | 57.57 | 11:00 | 57.29
13 | 10 | 12:00 | 55.05 | 12:00 | 54.77
14 | 10 | 13:00 | 59.72 | 13:00 | 59.42
15 | 10 | 14:00 | 56.61 | 14:00 | 56.32
16 | 10 | 15:00 | 50.34 | 15:00 | 50.09
17 | 10 | 16:00 | 19.49 | 16:00 | 19.4
18 | 10 | 17:00 | 0 | 17:00 | 0
19 | 10 | 18:00 | 0 | 18:00 | 0
20 | 10 | 19:00 | 0 | 19:00 | 0
21 | 10 | 20:00 | 0 | 20:00 | 0
22 | 10 | 21:00 | 0 | 21:00 | 0
23 | 10 | 22:00 | 0 | 22:00 | 0
24 | 10 | 23:00 | 0 | 23:00 | 0
1 | 10 | 0:00 | 0 | 0:00 | 0
2 | 10 | 1:00 | 0 | 1:00 | 0
3 | 10 | 2:00 | 0 | 2:00 | 0
4 | 10 | 3:00 | 0 | 3:00 | 0
5 | 10 | 4:00 | 0 | 4:00 | 0
6 | 10 | 5:00 | 0 | 5:00 | 0
7 | 10 | 6:00 | 1.49 | 6:00 | 1.48
8 | 10 | 7:00 | 32.79 | 7:00 | 32.62
9 | 10 | 8:00 | 63.47 | 8:00 | 63.15
10 | 10 | 9:00 | 68.53 | 9:00 | 68.19
11 | 10 | 10:00 | 70.52 | 10:00 | 70.17
12 | 10 | 11:00 | 67.4 | 11:00 | 67.06
13 | 10 | 12:00 | 68.52 | 12:00 | 68.18
14 | 10 | 13:00 | 67.53 | 13:00 | 67.19
15 | 10 | 14:00 | 70.47 | 14:00 | 70.11
16 | 10 | 15:00 | 60.76 | 15:00 | 60.45
17 | 10 | 16:00 | 20.19 | 16:00 | 20.09
18 | 10 | 17:00 | 0 | 17:00 | 0
19 | 10 | 18:00 | 0 | 18:00 | 0
20 | 10 | 19:00 | 0 | 19:00 | 0
21 | 10 | 20:00 | 0 | 20:00 | 0
22 | 10 | 21:00 | 0 | 21:00 | 0
23 | 10 | 22:00 | 0 | 22:00 | 0
24 | 10 | 23:00 | 0 | 23:00 | 0
1 | 10 | 0:00 | 0 | 0:00 | 0
2 | 10 | 1:00 | 0 | 1:00 | 0
3 | 10 | 2:00 | 0 | 2:00 | 0
4 | 10 | 3:00 | 0 | 3:00 | 0
5 | 10 | 4:00 | 0 | 4:00 | 0
6 | 10 | 5:00 | 0 | 5:00 | 0
7 | 10 | 6:00 | 1.69 | 6:00 | 1.68
8 | 10 | 7:00 | 36.58 | 7:00 | 36.39
9 | 10 | 8:00 | 73.11 | 8:00 | 72.75
10 | 10 | 9:00 | 75.66 | 9:00 | 75.28
11 | 10 | 10:00 | 74.52 | 10:00 | 74.15
12 | 10 | 11:00 | 71.82 | 11:00 | 71.46
13 | 10 | 12:00 | 72.44 | 12:00 | 72.08
14 | 10 | 13:00 | 73.72 | 13:00 | 73.35
15 | 10 | 14:00 | 75.38 | 14:00 | 75
16 | 10 | 15:00 | 65.22 | 15:00 | 64.9
17 | 10 | 16:00 | 21.39 | 16:00 | 21.28
18 | 10 | 17:00 | 0 | 17:00 | 0
19 | 10 | 18:00 | 0 | 18:00 | 0
20 | 10 | 19:00 | 0 | 19:00 | 0
21 | 10 | 20:00 | 0 | 20:00 | 0
22 | 10 | 21:00 | 0 | 21:00 | 0
23 | 10 | 22:00 | 0 | 22:00 | 0
24 | 10 | 23:00 | 0 | 23:00 | 0
1 | 10 | 0:00 | 0 | 0:00 | 0
2 | 10 | 1:00 | 0 | 1:00 | 0
3 | 10 | 2:00 | 0 | 2:00 | 0
4 | 10 | 3:00 | 0 | 3:00 | 0
5 | 10 | 4:00 | 0 | 4:00 | 0
6 | 10 | 5:00 | 0 | 5:00 | 0
7 | 10 | 6:00 | 1.12 | 6:00 | 1.11
8 | 10 | 7:00 | 30.27 | 7:00 | 30.12
9 | 10 | 8:00 | 61.72 | 8:00 | 61.41
10 | 10 | 9:00 | 68.79 | 9:00 | 68.44
11 | 10 | 10:00 | 67.37 | 10:00 | 67.04
12 | 10 | 11:00 | 65.08 | 11:00 | 64.75
13 | 10 | 12:00 | 64.1 | 12:00 | 63.78
14 | 10 | 13:00 | 63.96 | 13:00 | 63.64
15 | 10 | 14:00 | 65.84 | 14:00 | 65.51
16 | 10 | 15:00 | 48.71 | 15:00 | 48.47
17 | 10 | 16:00 | 15.29 | 16:00 | 15.21
18 | 10 | 17:00 | 0 | 17:00 | 0
19 | 10 | 18:00 | 0 | 18:00 | 0
20 | 10 | 19:00 | 0 | 19:00 | 0
21 | 10 | 20:00 | 0 | 20:00 | 0
22 | 10 | 21:00 | 0 | 21:00 | 0
23 | 10 | 22:00 | 0 | 22:00 | 0
24 | 10 | 23:00 | 0 | 23:00 | 0
1 | 10 | 0:00 | 0 | 0:00 | 0
2 | 10 | 1:00 | 0 | 1:00 | 0
3 | 10 | 2:00 | 0 | 2:00 | 0
4 | 10 | 3:00 | 0 | 3:00 | 0
5 | 10 | 4:00 | 0 | 4:00 | 0
6 | 10 | 5:00 | 0 | 5:00 | 0
7 | 10 | 6:00 | 0.75 | 6:00 | 0.74
8 | 10 | 7:00 | 24.49 | 7:00 | 24.37
9 | 10 | 8:00 | 54.83 | 8:00 | 54.56
10 | 10 | 9:00 | 57.82 | 9:00 | 57.54
11 | 10 | 10:00 | 60.3 | 10:00 | 60
12 | 10 | 11:00 | 56.44 | 11:00 | 56.15
13 | 10 | 12:00 | 54.35 | 12:00 | 54.08
14 | 10 | 13:00 | 54.45 | 13:00 | 54.18
15 | 10 | 14:00 | 55.53 | 14:00 | 55.26
16 | 10 | 15:00 | 46.93 | 15:00 | 46.7
17 | 10 | 16:00 | 14.41 | 16:00 | 14.34
18 | 10 | 17:00 | 0 | 17:00 | 0
19 | 10 | 18:00 | 0 | 18:00 | 0
20 | 10 | 19:00 | 0 | 19:00 | 0
21 | 10 | 20:00 | 0 | 20:00 | 0
22 | 10 | 21:00 | 0 | 21:00 | 0
23 | 10 | 22:00 | 0 | 22:00 | 0
24 | 10 | 23:00 | 0 | 23:00 | 0
1 | 10 | 0:00 | 0 | 0:00 | 0
2 | 10 | 1:00 | 0 | 1:00 | 0
3 | 10 | 2:00 | 0 | 2:00 | 0
4 | 10 | 3:00 | 0 | 3:00 | 0
5 | 10 | 4:00 | 0 | 4:00 | 0
6 | 10 | 5:00 | 0 | 5:00 | 0
7 | 10 | 6:00 | 0.68 | 6:00 | 0.68
8 | 10 | 7:00 | 27.76 | 7:00 | 27.62
9 | 10 | 8:00 | 58.13 | 8:00 | 57.84
10 | 10 | 9:00 | 62.36 | 9:00 | 62.05
11 | 10 | 10:00 | 62.94 | 10:00 | 62.63
12 | 10 | 11:00 | 61.14 | 11:00 | 60.83
13 | 10 | 12:00 | 60.59 | 12:00 | 60.29
14 | 10 | 13:00 | 63.73 | 13:00 | 63.41
15 | 10 | 14:00 | 64.47 | 14:00 | 64.14
16 | 10 | 15:00 | 51.95 | 15:00 | 51.69
17 | 10 | 16:00 | 15.78 | 16:00 | 15.71
18 | 10 | 17:00 | 0 | 17:00 | 0
19 | 10 | 18:00 | 0 | 18:00 | 0
20 | 10 | 19:00 | 0 | 19:00 | 0
21 | 10 | 20:00 | 0 | 20:00 | 0
22 | 10 | 21:00 | 0 | 21:00 | 0
23 | 10 | 22:00 | 0 | 22:00 | 0
24 | 10 | 23:00 | 0 | 23:00 | 0
1 | 10 | 0:00 | 0 | 0:00 | 0
2 | 10 | 1:00 | 0 | 1:00 | 0
3 | 10 | 2:00 | 0 | 2:00 | 0
4 | 10 | 3:00 | 0 | 3:00 | 0
5 | 10 | 4:00 | 0 | 4:00 | 0
6 | 10 | 5:00 | 0 | 5:00 | 0
7 | 10 | 6:00 | 0.61 | 6:00 | 0.61
8 | 10 | 7:00 | 28.09 | 7:00 | 27.95
9 | 10 | 8:00 | 62.57 | 8:00 | 62.26
10 | 10 | 9:00 | 66.57 | 9:00 | 66.23
11 | 10 | 10:00 | 65.3 | 10:00 | 64.97
12 | 10 | 11:00 | 61.99 | 11:00 | 61.68
13 | 10 | 12:00 | 60.06 | 12:00 | 59.76
14 | 10 | 13:00 | 62.96 | 13:00 | 62.64
15 | 10 | 14:00 | 65.36 | 14:00 | 65.03
16 | 10 | 15:00 | 55.52 | 15:00 | 55.24
17 | 10 | 16:00 | 16.4 | 16:00 | 16.32
18 | 10 | 17:00 | 0 | 17:00 | 0
19 | 10 | 18:00 | 0 | 18:00 | 0
20 | 10 | 19:00 | 0 | 19:00 | 0
21 | 10 | 20:00 | 0 | 20:00 | 0
22 | 10 | 21:00 | 0 | 21:00 | 0
23 | 10 | 22:00 | 0 | 22:00 | 0
24 | 10 | 23:00 | 0 | 23:00 | 0
1 | 11 | 0:00 | 0 | 0:00 | 0
2 | 11 | 1:00 | 0 | 1:00 | 0
3 | 11 | 2:00 | 0 | 2:00 | 0
4 | 11 | 3:00 | 0 | 3:00 | 0
5 | 11 | 4:00 | 0 | 4:00 | 0
6 | 11 | 5:00 | 0 | 5:00 | 0
7 | 11 | 6:00 | 0.47 | 6:00 | 0.47
8 | 11 | 7:00 | 25.28 | 7:00 | 25.15
9 | 11 | 8:00 | 56.47 | 8:00 | 56.19
10 | 11 | 9:00 | 59.17 | 9:00 | 58.87
11 | 11 | 10:00 | 59.92 | 10:00 | 59.62
12 | 11 | 11:00 | 58.13 | 11:00 | 57.84
13 | 11 | 12:00 | 57.95 | 12:00 | 57.66
14 | 11 | 13:00 | 59.38 | 13:00 | 59.08
15 | 11 | 14:00 | 63.61 | 14:00 | 63.29
16 | 11 | 15:00 | 52.29 | 15:00 | 52.03
17 | 11 | 16:00 | 14.39 | 16:00 | 14.31
18 | 11 | 17:00 | 0 | 17:00 | 0
19 | 11 | 18:00 | 0 | 18:00 | 0
20 | 11 | 19:00 | 0 | 19:00 | 0
21 | 11 | 20:00 | 0 | 20:00 | 0
22 | 11 | 21:00 | 0 | 21:00 | 0
23 | 11 | 22:00 | 0 | 22:00 | 0
24 | 11 | 23:00 | 0 | 23:00 | 0
1 | 11 | 0:00 | 0 | 0:00 | 0
2 | 11 | 1:00 | 0 | 1:00 | 0
3 | 11 | 2:00 | 0 | 2:00 | 0
4 | 11 | 3:00 | 0 | 3:00 | 0
5 | 11 | 4:00 | 0 | 4:00 | 0
6 | 11 | 5:00 | 0 | 5:00 | 0
7 | 11 | 6:00 | 0.29 | 6:00 | 0.29
8 | 11 | 7:00 | 22.76 | 7:00 | 22.65
9 | 11 | 8:00 | 52.91 | 8:00 | 52.64
10 | 11 | 9:00 | 60.15 | 9:00 | 59.85
11 | 11 | 10:00 | 59.41 | 10:00 | 59.12
12 | 11 | 11:00 | 58.67 | 11:00 | 58.38
13 | 11 | 12:00 | 58.27 | 12:00 | 57.98
14 | 11 | 13:00 | 60.43 | 13:00 | 60.13
15 | 11 | 14:00 | 59.79 | 14:00 | 59.49
16 | 11 | 15:00 | 49.51 | 15:00 | 49.26
17 | 11 | 16:00 | 13.52 | 16:00 | 13.45
18 | 11 | 17:00 | 0 | 17:00 | 0
19 | 11 | 18:00 | 0 | 18:00 | 0
20 | 11 | 19:00 | 0 | 19:00 | 0
21 | 11 | 20:00 | 0 | 20:00 | 0
22 | 11 | 21:00 | 0 | 21:00 | 0
23 | 11 | 22:00 | 0 | 22:00 | 0
24 | 11 | 23:00 | 0 | 23:00 | 0
1 | 11 | 0:00 | 0 | 0:00 | 0
2 | 11 | 1:00 | 0 | 1:00 | 0
3 | 11 | 2:00 | 0 | 2:00 | 0
4 | 11 | 3:00 | 0 | 3:00 | 0
5 | 11 | 4:00 | 0 | 4:00 | 0
6 | 11 | 5:00 | 0 | 5:00 | 0
7 | 11 | 6:00 | 0.15 | 6:00 | 0.15
8 | 11 | 7:00 | 21.23 | 7:00 | 21.12
9 | 11 | 8:00 | 47.13 | 8:00 | 46.89
10 | 11 | 9:00 | 50.53 | 9:00 | 50.27
11 | 11 | 10:00 | 52.51 | 10:00 | 52.25
12 | 11 | 11:00 | 52.79 | 11:00 | 52.53
13 | 11 | 12:00 | 54.59 | 12:00 | 54.31
14 | 11 | 13:00 | 56.3 | 13:00 | 56.02
15 | 11 | 14:00 | 57.65 | 14:00 | 57.36
16 | 11 | 15:00 | 44.44 | 15:00 | 44.22
17 | 11 | 16:00 | 11.78 | 16:00 | 11.72
18 | 11 | 17:00 | 0 | 17:00 | 0
19 | 11 | 18:00 | 0 | 18:00 | 0
20 | 11 | 19:00 | 0 | 19:00 | 0
21 | 11 | 20:00 | 0 | 20:00 | 0
22 | 11 | 21:00 | 0 | 21:00 | 0
23 | 11 | 22:00 | 0 | 22:00 | 0
24 | 11 | 23:00 | 0 | 23:00 | 0
1 | 11 | 0:00 | 0 | 0:00 | 0
2 | 11 | 1:00 | 0 | 1:00 | 0
3 | 11 | 2:00 | 0 | 2:00 | 0
4 | 11 | 3:00 | 0 | 3:00 | 0
5 | 11 | 4:00 | 0 | 4:00 | 0
6 | 11 | 5:00 | 0 | 5:00 | 0
7 | 11 | 6:00 | 0 | 6:00 | 0
8 | 11 | 7:00 | 23.01 | 7:00 | 22.9
9 | 11 | 8:00 | 52.55 | 8:00 | 52.29
10 | 11 | 9:00 | 55.72 | 9:00 | 55.44
11 | 11 | 10:00 | 56.9 | 10:00 | 56.62
12 | 11 | 11:00 | 51.77 | 11:00 | 51.51
13 | 11 | 12:00 | 56.24 | 12:00 | 55.96
14 | 11 | 13:00 | 59.2 | 13:00 | 58.9
15 | 11 | 14:00 | 61.68 | 14:00 | 61.38
16 | 11 | 15:00 | 53.29 | 15:00 | 53.02
17 | 11 | 16:00 | 13.94 | 16:00 | 13.87
18 | 11 | 17:00 | 0 | 17:00 | 0
19 | 11 | 18:00 | 0 | 18:00 | 0
20 | 11 | 19:00 | 0 | 19:00 | 0
21 | 11 | 20:00 | 0 | 20:00 | 0
22 | 11 | 21:00 | 0 | 21:00 | 0
23 | 11 | 22:00 | 0 | 22:00 | 0
24 | 11 | 23:00 | 0 | 23:00 | 0
1 | 11 | 0:00 | 0 | 0:00 | 0
2 | 11 | 1:00 | 0 | 1:00 | 0
3 | 11 | 2:00 | 0 | 2:00 | 0
4 | 11 | 3:00 | 0 | 3:00 | 0
5 | 11 | 4:00 | 0 | 4:00 | 0
6 | 11 | 5:00 | 0 | 5:00 | 0
7 | 11 | 6:00 | 0 | 6:00 | 0
8 | 11 | 7:00 | 27.14 | 7:00 | 27
9 | 11 | 8:00 | 64.22 | 8:00 | 63.9
10 | 11 | 9:00 | 68.56 | 9:00 | 68.22
11 | 11 | 10:00 | 71.06 | 10:00 | 70.71
12 | 11 | 11:00 | 68.93 | 11:00 | 68.59
13 | 11 | 12:00 | 69.39 | 12:00 | 69.04
14 | 11 | 13:00 | 68.4 | 13:00 | 68.06
15 | 11 | 14:00 | 69.88 | 14:00 | 69.53
16 | 11 | 15:00 | 53.37 | 15:00 | 53.1
17 | 11 | 16:00 | 14.29 | 16:00 | 14.22
18 | 11 | 17:00 | 0 | 17:00 | 0
19 | 11 | 18:00 | 0 | 18:00 | 0
20 | 11 | 19:00 | 0 | 19:00 | 0
21 | 11 | 20:00 | 0 | 20:00 | 0
22 | 11 | 21:00 | 0 | 21:00 | 0
23 | 11 | 22:00 | 0 | 22:00 | 0
24 | 11 | 23:00 | 0 | 23:00 | 0
1 | 11 | 0:00 | 0 | 0:00 | 0
2 | 11 | 1:00 | 0 | 1:00 | 0
3 | 11 | 2:00 | 0 | 2:00 | 0
4 | 11 | 3:00 | 0 | 3:00 | 0
5 | 11 | 4:00 | 0 | 4:00 | 0
6 | 11 | 5:00 | 0 | 5:00 | 0
7 | 11 | 6:00 | 0 | 6:00 | 0
8 | 11 | 7:00 | 27.75 | 7:00 | 27.61
9 | 11 | 8:00 | 68.26 | 8:00 | 67.92
10 | 11 | 9:00 | 71.08 | 9:00 | 70.73
11 | 11 | 10:00 | 72.76 | 10:00 | 72.39
12 | 11 | 11:00 | 69.62 | 11:00 | 69.27
13 | 11 | 12:00 | 68.72 | 12:00 | 68.38
14 | 11 | 13:00 | 69.16 | 13:00 | 68.82
15 | 11 | 14:00 | 71.59 | 14:00 | 71.24
16 | 11 | 15:00 | 54.25 | 15:00 | 53.98
17 | 11 | 16:00 | 13.29 | 16:00 | 13.23
18 | 11 | 17:00 | 0 | 17:00 | 0
19 | 11 | 18:00 | 0 | 18:00 | 0
20 | 11 | 19:00 | 0 | 19:00 | 0
21 | 11 | 20:00 | 0 | 20:00 | 0
22 | 11 | 21:00 | 0 | 21:00 | 0
23 | 11 | 22:00 | 0 | 22:00 | 0
24 | 11 | 23:00 | 0 | 23:00 | 0
1 | 11 | 0:00 | 0 | 0:00 | 0
2 | 11 | 1:00 | 0 | 1:00 | 0
3 | 11 | 2:00 | 0 | 2:00 | 0
4 | 11 | 3:00 | 0 | 3:00 | 0
5 | 11 | 4:00 | 0 | 4:00 | 0
6 | 11 | 5:00 | 0 | 5:00 | 0
7 | 11 | 6:00 | 0 | 6:00 | 0
8 | 11 | 7:00 | 24.48 | 7:00 | 24.36
9 | 11 | 8:00 | 59.33 | 8:00 | 59.03
10 | 11 | 9:00 | 66.08 | 9:00 | 65.75
11 | 11 | 10:00 | 67.03 | 10:00 | 66.69
12 | 11 | 11:00 | 63.74 | 11:00 | 63.42
13 | 11 | 12:00 | 64.12 | 12:00 | 63.8
14 | 11 | 13:00 | 66.12 | 13:00 | 65.79
15 | 11 | 14:00 | 66.66 | 14:00 | 66.33
16 | 11 | 15:00 | 50.24 | 15:00 | 49.99
17 | 11 | 16:00 | 11.83 | 16:00 | 11.77
18 | 11 | 17:00 | 0 | 17:00 | 0
19 | 11 | 18:00 | 0 | 18:00 | 0
20 | 11 | 19:00 | 0 | 19:00 | 0
21 | 11 | 20:00 | 0 | 20:00 | 0
22 | 11 | 21:00 | 0 | 21:00 | 0
23 | 11 | 22:00 | 0 | 22:00 | 0
24 | 11 | 23:00 | 0 | 23:00 | 0
1 | 11 | 0:00 | 0 | 0:00 | 0
2 | 11 | 1:00 | 0 | 1:00 | 0
3 | 11 | 2:00 | 0 | 2:00 | 0
4 | 11 | 3:00 | 0 | 3:00 | 0
5 | 11 | 4:00 | 0 | 4:00 | 0
6 | 11 | 5:00 | 0 | 5:00 | 0
7 | 11 | 6:00 | 0 | 6:00 | 0
8 | 11 | 7:00 | 21.37 | 7:00 | 21.26
9 | 11 | 8:00 | 56.89 | 8:00 | 56.61
10 | 11 | 9:00 | 59.62 | 9:00 | 59.33
11 | 11 | 10:00 | 62.46 | 10:00 | 62.15
12 | 11 | 11:00 | 62.79 | 11:00 | 62.47
13 | 11 | 12:00 | 63.33 | 12:00 | 63.01
14 | 11 | 13:00 | 63.78 | 13:00 | 63.46
15 | 11 | 14:00 | 63.42 | 14:00 | 63.11
16 | 11 | 15:00 | 47.72 | 15:00 | 47.48
17 | 11 | 16:00 | 11.14 | 16:00 | 11.08
18 | 11 | 17:00 | 0 | 17:00 | 0
19 | 11 | 18:00 | 0 | 18:00 | 0
20 | 11 | 19:00 | 0 | 19:00 | 0
21 | 11 | 20:00 | 0 | 20:00 | 0
22 | 11 | 21:00 | 0 | 21:00 | 0
23 | 11 | 22:00 | 0 | 22:00 | 0
24 | 11 | 23:00 | 0 | 23:00 | 0
1 | 11 | 0:00 | 0 | 0:00 | 0
2 | 11 | 1:00 | 0 | 1:00 | 0
3 | 11 | 2:00 | 0 | 2:00 | 0
4 | 11 | 3:00 | 0 | 3:00 | 0
5 | 11 | 4:00 | 0 | 4:00 | 0
6 | 11 | 5:00 | 0 | 5:00 | 0
7 | 11 | 6:00 | 0 | 6:00 | 0
8 | 11 | 7:00 | 20.13 | 7:00 | 20.03
9 | 11 | 8:00 | 49.29 | 8:00 | 49.04
10 | 11 | 9:00 | 55.15 | 9:00 | 54.88
11 | 11 | 10:00 | 56.91 | 10:00 | 56.62
12 | 11 | 11:00 | 57.81 | 11:00 | 57.53
13 | 11 | 12:00 | 55.2 | 12:00 | 54.93
14 | 11 | 13:00 | 55.79 | 13:00 | 55.51
15 | 11 | 14:00 | 59.14 | 14:00 | 58.84
16 | 11 | 15:00 | 44.7 | 15:00 | 44.48
17 | 11 | 16:00 | 10.55 | 16:00 | 10.5
18 | 11 | 17:00 | 0 | 17:00 | 0
19 | 11 | 18:00 | 0 | 18:00 | 0
20 | 11 | 19:00 | 0 | 19:00 | 0
21 | 11 | 20:00 | 0 | 20:00 | 0
22 | 11 | 21:00 | 0 | 21:00 | 0
23 | 11 | 22:00 | 0 | 22:00 | 0
24 | 11 | 23:00 | 0 | 23:00 | 0
1 | 11 | 0:00 | 0 | 0:00 | 0
2 | 11 | 1:00 | 0 | 1:00 | 0
3 | 11 | 2:00 | 0 | 2:00 | 0
4 | 11 | 3:00 | 0 | 3:00 | 0
5 | 11 | 4:00 | 0 | 4:00 | 0
6 | 11 | 5:00 | 0 | 5:00 | 0
7 | 11 | 6:00 | 0 | 6:00 | 0
8 | 11 | 7:00 | 19.88 | 7:00 | 19.78
9 | 11 | 8:00 | 54.49 | 8:00 | 54.22
10 | 11 | 9:00 | 60.87 | 9:00 | 60.57
11 | 11 | 10:00 | 63.17 | 10:00 | 62.86
12 | 11 | 11:00 | 60.74 | 11:00 | 60.44
13 | 11 | 12:00 | 58.57 | 12:00 | 58.28
14 | 11 | 13:00 | 59.57 | 13:00 | 59.27
15 | 11 | 14:00 | 60.42 | 14:00 | 60.12
16 | 11 | 15:00 | 47.03 | 15:00 | 46.79
17 | 11 | 16:00 | 10.82 | 16:00 | 10.77
18 | 11 | 17:00 | 0 | 17:00 | 0
19 | 11 | 18:00 | 0 | 18:00 | 0
20 | 11 | 19:00 | 0 | 19:00 | 0
21 | 11 | 20:00 | 0 | 20:00 | 0
22 | 11 | 21:00 | 0 | 21:00 | 0
23 | 11 | 22:00 | 0 | 22:00 | 0
24 | 11 | 23:00 | 0 | 23:00 | 0
1 | 11 | 0:00 | 0 | 0:00 | 0
2 | 11 | 1:00 | 0 | 1:00 | 0
3 | 11 | 2:00 | 0 | 2:00 | 0
4 | 11 | 3:00 | 0 | 3:00 | 0
5 | 11 | 4:00 | 0 | 4:00 | 0
6 | 11 | 5:00 | 0 | 5:00 | 0
7 | 11 | 6:00 | 0 | 6:00 | 0
8 | 11 | 7:00 | 22.32 | 7:00 | 22.21
9 | 11 | 8:00 | 59.7 | 8:00 | 59.4
10 | 11 | 9:00 | 65.79 | 9:00 | 65.46
11 | 11 | 10:00 | 69.63 | 10:00 | 69.28
12 | 11 | 11:00 | 70.22 | 11:00 | 69.87
13 | 11 | 12:00 | 73.55 | 12:00 | 73.18
14 | 11 | 13:00 | 74 | 13:00 | 73.63
15 | 11 | 14:00 | 72.62 | 14:00 | 72.26
16 | 11 | 15:00 | 52.66 | 15:00 | 52.39
17 | 11 | 16:00 | 11.12 | 16:00 | 11.06
18 | 11 | 17:00 | 0 | 17:00 | 0
19 | 11 | 18:00 | 0 | 18:00 | 0
20 | 11 | 19:00 | 0 | 19:00 | 0
21 | 11 | 20:00 | 0 | 20:00 | 0
22 | 11 | 21:00 | 0 | 21:00 | 0
23 | 11 | 22:00 | 0 | 22:00 | 0
24 | 11 | 23:00 | 0 | 23:00 | 0
1 | 11 | 0:00 | 0 | 0:00 | 0
2 | 11 | 1:00 | 0 | 1:00 | 0
3 | 11 | 2:00 | 0 | 2:00 | 0
4 | 11 | 3:00 | 0 | 3:00 | 0
5 | 11 | 4:00 | 0 | 4:00 | 0
6 | 11 | 5:00 | 0 | 5:00 | 0
7 | 11 | 6:00 | 0 | 6:00 | 0
8 | 11 | 7:00 | 17.71 | 7:00 | 17.62
9 | 11 | 8:00 | 49.72 | 8:00 | 49.47
10 | 11 | 9:00 | 58.47 | 9:00 | 58.18
11 | 11 | 10:00 | 59.83 | 10:00 | 59.53
12 | 11 | 11:00 | 59.83 | 11:00 | 59.53
13 | 11 | 12:00 | 61.94 | 12:00 | 61.63
14 | 11 | 13:00 | 62.12 | 13:00 | 61.81
15 | 11 | 14:00 | 59.17 | 14:00 | 58.88
16 | 11 | 15:00 | 41.11 | 15:00 | 40.9
17 | 11 | 16:00 | 8.65 | 16:00 | 8.61
18 | 11 | 17:00 | 0 | 17:00 | 0
19 | 11 | 18:00 | 0 | 18:00 | 0
20 | 11 | 19:00 | 0 | 19:00 | 0
21 | 11 | 20:00 | 0 | 20:00 | 0
22 | 11 | 21:00 | 0 | 21:00 | 0
23 | 11 | 22:00 | 0 | 22:00 | 0
24 | 11 | 23:00 | 0 | 23:00 | 0
1 | 11 | 0:00 | 0 | 0:00 | 0
2 | 11 | 1:00 | 0 | 1:00 | 0
3 | 11 | 2:00 | 0 | 2:00 | 0
4 | 11 | 3:00 | 0 | 3:00 | 0
5 | 11 | 4:00 | 0 | 4:00 | 0
6 | 11 | 5:00 | 0 | 5:00 | 0
7 | 11 | 6:00 | 0 | 6:00 | 0
8 | 11 | 7:00 | 17.45 | 7:00 | 17.37
9 | 11 | 8:00 | 49.63 | 8:00 | 49.38
10 | 11 | 9:00 | 57.65 | 9:00 | 57.36
11 | 11 | 10:00 | 55.9 | 10:00 | 55.62
12 | 11 | 11:00 | 51.46 | 11:00 | 51.2
13 | 11 | 12:00 | 49.29 | 12:00 | 49.04
14 | 11 | 13:00 | 48.18 | 13:00 | 47.94
15 | 11 | 14:00 | 44.98 | 14:00 | 44.75
16 | 11 | 15:00 | 37.73 | 15:00 | 37.54
17 | 11 | 16:00 | 8.59 | 16:00 | 8.55
18 | 11 | 17:00 | 0 | 17:00 | 0
19 | 11 | 18:00 | 0 | 18:00 | 0
20 | 11 | 19:00 | 0 | 19:00 | 0
21 | 11 | 20:00 | 0 | 20:00 | 0
22 | 11 | 21:00 | 0 | 21:00 | 0
23 | 11 | 22:00 | 0 | 22:00 | 0
24 | 11 | 23:00 | 0 | 23:00 | 0
1 | 11 | 0:00 | 0 | 0:00 | 0
2 | 11 | 1:00 | 0 | 1:00 | 0
3 | 11 | 2:00 | 0 | 2:00 | 0
4 | 11 | 3:00 | 0 | 3:00 | 0
5 | 11 | 4:00 | 0 | 4:00 | 0
6 | 11 | 5:00 | 0 | 5:00 | 0
7 | 11 | 6:00 | 0 | 6:00 | 0
8 | 11 | 7:00 | 15.47 | 7:00 | 15.39
9 | 11 | 8:00 | 42.74 | 8:00 | 42.53
10 | 11 | 9:00 | 51.01 | 9:00 | 50.76
11 | 11 | 10:00 | 51.12 | 10:00 | 50.86
12 | 11 | 11:00 | 50.68 | 11:00 | 50.42
13 | 11 | 12:00 | 51.07 | 12:00 | 50.81
14 | 11 | 13:00 | 52.83 | 13:00 | 52.57
15 | 11 | 14:00 | 53.57 | 14:00 | 53.3
16 | 11 | 15:00 | 39.73 | 15:00 | 39.53
17 | 11 | 16:00 | 8.6 | 16:00 | 8.56
18 | 11 | 17:00 | 0 | 17:00 | 0
19 | 11 | 18:00 | 0 | 18:00 | 0
20 | 11 | 19:00 | 0 | 19:00 | 0
21 | 11 | 20:00 | 0 | 20:00 | 0
22 | 11 | 21:00 | 0 | 21:00 | 0
23 | 11 | 22:00 | 0 | 22:00 | 0
24 | 11 | 23:00 | 0 | 23:00 | 0
1 | 11 | 0:00 | 0 | 0:00 | 0
2 | 11 | 1:00 | 0 | 1:00 | 0
3 | 11 | 2:00 | 0 | 2:00 | 0
4 | 11 | 3:00 | 0 | 3:00 | 0
5 | 11 | 4:00 | 0 | 4:00 | 0
6 | 11 | 5:00 | 0 | 5:00 | 0
7 | 11 | 6:00 | 0 | 6:00 | 0
8 | 11 | 7:00 | 18.78 | 7:00 | 18.69
9 | 11 | 8:00 | 58.31 | 8:00 | 58.02
10 | 11 | 9:00 | 68.42 | 9:00 | 68.08
11 | 11 | 10:00 | 66.47 | 10:00 | 66.14
12 | 11 | 11:00 | 60.52 | 11:00 | 60.22
13 | 11 | 12:00 | 61.27 | 12:00 | 60.97
14 | 11 | 13:00 | 65.91 | 13:00 | 65.58
15 | 11 | 14:00 | 65.21 | 14:00 | 64.88
16 | 11 | 15:00 | 48.13 | 15:00 | 47.89
17 | 11 | 16:00 | 10.04 | 16:00 | 9.99
18 | 11 | 17:00 | 0 | 17:00 | 0
19 | 11 | 18:00 | 0 | 18:00 | 0
20 | 11 | 19:00 | 0 | 19:00 | 0
21 | 11 | 20:00 | 0 | 20:00 | 0
22 | 11 | 21:00 | 0 | 21:00 | 0
23 | 11 | 22:00 | 0 | 22:00 | 0
24 | 11 | 23:00 | 0 | 23:00 | 0
1 | 11 | 0:00 | 0 | 0:00 | 0
2 | 11 | 1:00 | 0 | 1:00 | 0
3 | 11 | 2:00 | 0 | 2:00 | 0
4 | 11 | 3:00 | 0 | 3:00 | 0
5 | 11 | 4:00 | 0 | 4:00 | 0
6 | 11 | 5:00 | 0 | 5:00 | 0
7 | 11 | 6:00 | 0 | 6:00 | 0
8 | 11 | 7:00 | 15.84 | 7:00 | 15.76
9 | 11 | 8:00 | 50.16 | 8:00 | 49.91
10 | 11 | 9:00 | 56.49 | 9:00 | 56.21
11 | 11 | 10:00 | 57.15 | 10:00 | 56.86
12 | 11 | 11:00 | 55 | 11:00 | 54.73
13 | 11 | 12:00 | 54.26 | 12:00 | 53.99
14 | 11 | 13:00 | 55.38 | 13:00 | 55.11
15 | 11 | 14:00 | 55.31 | 14:00 | 55.03
16 | 11 | 15:00 | 43.06 | 15:00 | 42.85
17 | 11 | 16:00 | 8.38 | 16:00 | 8.34
18 | 11 | 17:00 | 0 | 17:00 | 0
19 | 11 | 18:00 | 0 | 18:00 | 0
20 | 11 | 19:00 | 0 | 19:00 | 0
21 | 11 | 20:00 | 0 | 20:00 | 0
22 | 11 | 21:00 | 0 | 21:00 | 0
23 | 11 | 22:00 | 0 | 22:00 | 0
24 | 11 | 23:00 | 0 | 23:00 | 0
1 | 11 | 0:00 | 0 | 0:00 | 0
2 | 11 | 1:00 | 0 | 1:00 | 0
3 | 11 | 2:00 | 0 | 2:00 | 0
4 | 11 | 3:00 | 0 | 3:00 | 0
5 | 11 | 4:00 | 0 | 4:00 | 0
6 | 11 | 5:00 | 0 | 5:00 | 0
7 | 11 | 6:00 | 0 | 6:00 | 0
8 | 11 | 7:00 | 15.83 | 7:00 | 15.75
9 | 11 | 8:00 | 50.67 | 8:00 | 50.42
10 | 11 | 9:00 | 59.25 | 9:00 | 58.96
11 | 11 | 10:00 | 52.87 | 10:00 | 52.6
12 | 11 | 11:00 | 53.6 | 11:00 | 53.33
13 | 11 | 12:00 | 57.41 | 12:00 | 57.13
14 | 11 | 13:00 | 61.02 | 13:00 | 60.71
15 | 11 | 14:00 | 61.06 | 14:00 | 60.76
16 | 11 | 15:00 | 45.93 | 15:00 | 45.7
17 | 11 | 16:00 | 9.49 | 16:00 | 9.44
18 | 11 | 17:00 | 0 | 17:00 | 0
19 | 11 | 18:00 | 0 | 18:00 | 0
20 | 11 | 19:00 | 0 | 19:00 | 0
21 | 11 | 20:00 | 0 | 20:00 | 0
22 | 11 | 21:00 | 0 | 21:00 | 0
23 | 11 | 22:00 | 0 | 22:00 | 0
24 | 11 | 23:00 | 0 | 23:00 | 0
1 | 11 | 0:00 | 0 | 0:00 | 0
2 | 11 | 1:00 | 0 | 1:00 | 0
3 | 11 | 2:00 | 0 | 2:00 | 0
4 | 11 | 3:00 | 0 | 3:00 | 0
5 | 11 | 4:00 | 0 | 4:00 | 0
6 | 11 | 5:00 | 0 | 5:00 | 0
7 | 11 | 6:00 | 0 | 6:00 | 0
8 | 11 | 7:00 | 17.62 | 7:00 | 17.53
9 | 11 | 8:00 | 57.64 | 8:00 | 57.35
10 | 11 | 9:00 | 66.67 | 9:00 | 66.33
11 | 11 | 10:00 | 65.44 | 10:00 | 65.12
12 | 11 | 11:00 | 62.92 | 11:00 | 62.61
13 | 11 | 12:00 | 62.7 | 12:00 | 62.39
14 | 11 | 13:00 | 70.53 | 13:00 | 70.18
15 | 11 | 14:00 | 71.03 | 14:00 | 70.67
16 | 11 | 15:00 | 51.49 | 15:00 | 51.23
17 | 11 | 16:00 | 10 | 16:00 | 9.95
18 | 11 | 17:00 | 0 | 17:00 | 0
19 | 11 | 18:00 | 0 | 18:00 | 0
20 | 11 | 19:00 | 0 | 19:00 | 0
21 | 11 | 20:00 | 0 | 20:00 | 0
22 | 11 | 21:00 | 0 | 21:00 | 0
23 | 11 | 22:00 | 0 | 22:00 | 0
24 | 11 | 23:00 | 0 | 23:00 | 0
1 | 11 | 0:00 | 0 | 0:00 | 0
2 | 11 | 1:00 | 0 | 1:00 | 0
3 | 11 | 2:00 | 0 | 2:00 | 0
4 | 11 | 3:00 | 0 | 3:00 | 0
5 | 11 | 4:00 | 0 | 4:00 | 0
6 | 11 | 5:00 | 0 | 5:00 | 0
7 | 11 | 6:00 | 0 | 6:00 | 0
8 | 11 | 7:00 | 14.79 | 7:00 | 14.71
9 | 11 | 8:00 | 46.35 | 8:00 | 46.12
10 | 11 | 9:00 | 54.28 | 9:00 | 54.01
11 | 11 | 10:00 | 53.6 | 10:00 | 53.33
12 | 11 | 11:00 | 54.38 | 11:00 | 54.11
13 | 11 | 12:00 | 55.15 | 12:00 | 54.87
14 | 11 | 13:00 | 57.95 | 13:00 | 57.66
15 | 11 | 14:00 | 63.13 | 14:00 | 62.82
16 | 11 | 15:00 | 45.42 | 15:00 | 45.19
17 | 11 | 16:00 | 8.05 | 16:00 | 8.01
18 | 11 | 17:00 | 0 | 17:00 | 0
19 | 11 | 18:00 | 0 | 18:00 | 0
20 | 11 | 19:00 | 0 | 19:00 | 0
21 | 11 | 20:00 | 0 | 20:00 | 0
22 | 11 | 21:00 | 0 | 21:00 | 0
23 | 11 | 22:00 | 0 | 22:00 | 0
24 | 11 | 23:00 | 0 | 23:00 | 0
1 | 11 | 0:00 | 0 | 0:00 | 0
2 | 11 | 1:00 | 0 | 1:00 | 0
3 | 11 | 2:00 | 0 | 2:00 | 0
4 | 11 | 3:00 | 0 | 3:00 | 0
5 | 11 | 4:00 | 0 | 4:00 | 0
6 | 11 | 5:00 | 0 | 5:00 | 0
7 | 11 | 6:00 | 0 | 6:00 | 0
8 | 11 | 7:00 | 12.52 | 7:00 | 12.46
9 | 11 | 8:00 | 39.34 | 8:00 | 39.14
10 | 11 | 9:00 | 47.61 | 9:00 | 47.38
11 | 11 | 10:00 | 53.66 | 10:00 | 53.39
12 | 11 | 11:00 | 52.2 | 11:00 | 51.94
13 | 11 | 12:00 | 47.79 | 12:00 | 47.55
14 | 11 | 13:00 | 49.86 | 13:00 | 49.61
15 | 11 | 14:00 | 55.31 | 14:00 | 55.03
16 | 11 | 15:00 | 42.9 | 15:00 | 42.69
17 | 11 | 16:00 | 8.33 | 16:00 | 8.29
18 | 11 | 17:00 | 0 | 17:00 | 0
19 | 11 | 18:00 | 0 | 18:00 | 0
20 | 11 | 19:00 | 0 | 19:00 | 0
21 | 11 | 20:00 | 0 | 20:00 | 0
22 | 11 | 21:00 | 0 | 21:00 | 0
23 | 11 | 22:00 | 0 | 22:00 | 0
24 | 11 | 23:00 | 0 | 23:00 | 0
1 | 11 | 0:00 | 0 | 0:00 | 0
2 | 11 | 1:00 | 0 | 1:00 | 0
3 | 11 | 2:00 | 0 | 2:00 | 0
4 | 11 | 3:00 | 0 | 3:00 | 0
5 | 11 | 4:00 | 0 | 4:00 | 0
6 | 11 | 5:00 | 0 | 5:00 | 0
7 | 11 | 6:00 | 0 | 6:00 | 0
8 | 11 | 7:00 | 9.38 | 7:00 | 9.34
9 | 11 | 8:00 | 30.52 | 8:00 | 30.37
10 | 11 | 9:00 | 38.87 | 9:00 | 38.68
11 | 11 | 10:00 | 39.67 | 10:00 | 39.48
12 | 11 | 11:00 | 38.29 | 11:00 | 38.1
13 | 11 | 12:00 | 37.3 | 12:00 | 37.11
14 | 11 | 13:00 | 39.77 | 13:00 | 39.57
15 | 11 | 14:00 | 43.56 | 14:00 | 43.34
16 | 11 | 15:00 | 33.07 | 15:00 | 32.91
17 | 11 | 16:00 | 6.13 | 16:00 | 6.1
18 | 11 | 17:00 | 0 | 17:00 | 0
19 | 11 | 18:00 | 0 | 18:00 | 0
20 | 11 | 19:00 | 0 | 19:00 | 0
21 | 11 | 20:00 | 0 | 20:00 | 0
22 | 11 | 21:00 | 0 | 21:00 | 0
23 | 11 | 22:00 | 0 | 22:00 | 0
24 | 11 | 23:00 | 0 | 23:00 | 0
1 | 11 | 0:00 | 0 | 0:00 | 0
2 | 11 | 1:00 | 0 | 1:00 | 0
3 | 11 | 2:00 | 0 | 2:00 | 0
4 | 11 | 3:00 | 0 | 3:00 | 0
5 | 11 | 4:00 | 0 | 4:00 | 0
6 | 11 | 5:00 | 0 | 5:00 | 0
7 | 11 | 6:00 | 0 | 6:00 | 0
8 | 11 | 7:00 | 11.69 | 7:00 | 11.63
9 | 11 | 8:00 | 44.96 | 8:00 | 44.74
10 | 11 | 9:00 | 57.34 | 9:00 | 57.05
11 | 11 | 10:00 | 55.47 | 10:00 | 55.19
12 | 11 | 11:00 | 53.07 | 11:00 | 52.81
13 | 11 | 12:00 | 52.45 | 12:00 | 52.19
14 | 11 | 13:00 | 51.37 | 13:00 | 51.11
15 | 11 | 14:00 | 52.6 | 14:00 | 52.34
16 | 11 | 15:00 | 34.92 | 15:00 | 34.74
17 | 11 | 16:00 | 6.92 | 16:00 | 6.89
18 | 11 | 17:00 | 0 | 17:00 | 0
19 | 11 | 18:00 | 0 | 18:00 | 0
20 | 11 | 19:00 | 0 | 19:00 | 0
21 | 11 | 20:00 | 0 | 20:00 | 0
22 | 11 | 21:00 | 0 | 21:00 | 0
23 | 11 | 22:00 | 0 | 22:00 | 0
24 | 11 | 23:00 | 0 | 23:00 | 0
1 | 11 | 0:00 | 0 | 0:00 | 0
2 | 11 | 1:00 | 0 | 1:00 | 0
3 | 11 | 2:00 | 0 | 2:00 | 0
4 | 11 | 3:00 | 0 | 3:00 | 0
5 | 11 | 4:00 | 0 | 4:00 | 0
6 | 11 | 5:00 | 0 | 5:00 | 0
7 | 11 | 6:00 | 0 | 6:00 | 0
8 | 11 | 7:00 | 12.01 | 7:00 | 11.95
9 | 11 | 8:00 | 43.17 | 8:00 | 42.96
10 | 11 | 9:00 | 54.83 | 9:00 | 54.55
11 | 11 | 10:00 | 51.08 | 10:00 | 50.82
12 | 11 | 11:00 | 48.31 | 11:00 | 48.07
13 | 11 | 12:00 | 45.4 | 12:00 | 45.17
14 | 11 | 13:00 | 48.27 | 13:00 | 48.03
15 | 11 | 14:00 | 51.82 | 14:00 | 51.56
16 | 11 | 15:00 | 38.43 | 15:00 | 38.24
17 | 11 | 16:00 | 7.06 | 16:00 | 7.02
18 | 11 | 17:00 | 0 | 17:00 | 0
19 | 11 | 18:00 | 0 | 18:00 | 0
20 | 11 | 19:00 | 0 | 19:00 | 0
21 | 11 | 20:00 | 0 | 20:00 | 0
22 | 11 | 21:00 | 0 | 21:00 | 0
23 | 11 | 22:00 | 0 | 22:00 | 0
24 | 11 | 23:00 | 0 | 23:00 | 0
1 | 11 | 0:00 | 0 | 0:00 | 0
2 | 11 | 1:00 | 0 | 1:00 | 0
3 | 11 | 2:00 | 0 | 2:00 | 0
4 | 11 | 3:00 | 0 | 3:00 | 0
5 | 11 | 4:00 | 0 | 4:00 | 0
6 | 11 | 5:00 | 0 | 5:00 | 0
7 | 11 | 6:00 | 0 | 6:00 | 0
8 | 11 | 7:00 | 9.85 | 7:00 | 9.8
9 | 11 | 8:00 | 31.7 | 8:00 | 31.54
10 | 11 | 9:00 | 42.22 | 9:00 | 42.01
11 | 11 | 10:00 | 45.22 | 10:00 | 44.99
12 | 11 | 11:00 | 45.01 | 11:00 | 44.78
13 | 11 | 12:00 | 47.97 | 12:00 | 47.73
14 | 11 | 13:00 | 49.6 | 13:00 | 49.35
15 | 11 | 14:00 | 48.47 | 14:00 | 48.23
16 | 11 | 15:00 | 33.44 | 15:00 | 33.27
17 | 11 | 16:00 | 5.94 | 16:00 | 5.91
18 | 11 | 17:00 | 0 | 17:00 | 0
19 | 11 | 18:00 | 0 | 18:00 | 0
20 | 11 | 19:00 | 0 | 19:00 | 0
21 | 11 | 20:00 | 0 | 20:00 | 0
22 | 11 | 21:00 | 0 | 21:00 | 0
23 | 11 | 22:00 | 0 | 22:00 | 0
24 | 11 | 23:00 | 0 | 23:00 | 0
1 | 11 | 0:00 | 0 | 0:00 | 0
2 | 11 | 1:00 | 0 | 1:00 | 0
3 | 11 | 2:00 | 0 | 2:00 | 0
4 | 11 | 3:00 | 0 | 3:00 | 0
5 | 11 | 4:00 | 0 | 4:00 | 0
6 | 11 | 5:00 | 0 | 5:00 | 0
7 | 11 | 6:00 | 0 | 6:00 | 0
8 | 11 | 7:00 | 10.84 | 7:00 | 10.78
9 | 11 | 8:00 | 44.66 | 8:00 | 44.44
10 | 11 | 9:00 | 58.08 | 9:00 | 57.79
11 | 11 | 10:00 | 56.44 | 10:00 | 56.16
12 | 11 | 11:00 | 53.68 | 11:00 | 53.42
13 | 11 | 12:00 | 55.6 | 12:00 | 55.32
14 | 11 | 13:00 | 58.6 | 13:00 | 58.3
15 | 11 | 14:00 | 60.97 | 14:00 | 60.66
16 | 11 | 15:00 | 43.3 | 15:00 | 43.08
17 | 11 | 16:00 | 7.45 | 16:00 | 7.42
18 | 11 | 17:00 | 0 | 17:00 | 0
19 | 11 | 18:00 | 0 | 18:00 | 0
20 | 11 | 19:00 | 0 | 19:00 | 0
21 | 11 | 20:00 | 0 | 20:00 | 0
22 | 11 | 21:00 | 0 | 21:00 | 0
23 | 11 | 22:00 | 0 | 22:00 | 0
24 | 11 | 23:00 | 0 | 23:00 | 0
1 | 11 | 0:00 | 0 | 0:00 | 0
2 | 11 | 1:00 | 0 | 1:00 | 0
3 | 11 | 2:00 | 0 | 2:00 | 0
4 | 11 | 3:00 | 0 | 3:00 | 0
5 | 11 | 4:00 | 0 | 4:00 | 0
6 | 11 | 5:00 | 0 | 5:00 | 0
7 | 11 | 6:00 | 0 | 6:00 | 0
8 | 11 | 7:00 | 11.8 | 7:00 | 11.74
9 | 11 | 8:00 | 47.22 | 8:00 | 46.98
10 | 11 | 9:00 | 58.92 | 9:00 | 58.62
11 | 11 | 10:00 | 57.03 | 10:00 | 56.75
12 | 11 | 11:00 | 49.95 | 11:00 | 49.7
13 | 11 | 12:00 | 48.08 | 12:00 | 47.84
14 | 11 | 13:00 | 51.81 | 13:00 | 51.55
15 | 11 | 14:00 | 50.44 | 14:00 | 50.19
16 | 11 | 15:00 | 36.78 | 15:00 | 36.6
17 | 11 | 16:00 | 6.86 | 16:00 | 6.83
18 | 11 | 17:00 | 0 | 17:00 | 0
19 | 11 | 18:00 | 0 | 18:00 | 0
20 | 11 | 19:00 | 0 | 19:00 | 0
21 | 11 | 20:00 | 0 | 20:00 | 0
22 | 11 | 21:00 | 0 | 21:00 | 0
23 | 11 | 22:00 | 0 | 22:00 | 0
24 | 11 | 23:00 | 0 | 23:00 | 0
1 | 11 | 0:00 | 0 | 0:00 | 0
2 | 11 | 1:00 | 0 | 1:00 | 0
3 | 11 | 2:00 | 0 | 2:00 | 0
4 | 11 | 3:00 | 0 | 3:00 | 0
5 | 11 | 4:00 | 0 | 4:00 | 0
6 | 11 | 5:00 | 0 | 5:00 | 0
7 | 11 | 6:00 | 0 | 6:00 | 0
8 | 11 | 7:00 | 9.58 | 7:00 | 9.53
9 | 11 | 8:00 | 40 | 8:00 | 39.8
10 | 11 | 9:00 | 50.57 | 9:00 | 50.32
11 | 11 | 10:00 | 49.23 | 10:00 | 48.98
12 | 11 | 11:00 | 48.71 | 11:00 | 48.46
13 | 11 | 12:00 | 49.13 | 12:00 | 48.89
14 | 11 | 13:00 | 51.9 | 13:00 | 51.64
15 | 11 | 14:00 | 49.69 | 14:00 | 49.44
16 | 11 | 15:00 | 36.53 | 15:00 | 36.34
17 | 11 | 16:00 | 6.5 | 16:00 | 6.47
18 | 11 | 17:00 | 0 | 17:00 | 0
19 | 11 | 18:00 | 0 | 18:00 | 0
20 | 11 | 19:00 | 0 | 19:00 | 0
21 | 11 | 20:00 | 0 | 20:00 | 0
22 | 11 | 21:00 | 0 | 21:00 | 0
23 | 11 | 22:00 | 0 | 22:00 | 0
24 | 11 | 23:00 | 0 | 23:00 | 0
1 | 11 | 0:00 | 0 | 0:00 | 0
2 | 11 | 1:00 | 0 | 1:00 | 0
3 | 11 | 2:00 | 0 | 2:00 | 0
4 | 11 | 3:00 | 0 | 3:00 | 0
5 | 11 | 4:00 | 0 | 4:00 | 0
6 | 11 | 5:00 | 0 | 5:00 | 0
7 | 11 | 6:00 | 0 | 6:00 | 0
8 | 11 | 7:00 | 9.02 | 7:00 | 8.98
9 | 11 | 8:00 | 39.58 | 8:00 | 39.38
10 | 11 | 9:00 | 54.96 | 9:00 | 54.68
11 | 11 | 10:00 | 52.47 | 10:00 | 52.21
12 | 11 | 11:00 | 50.15 | 11:00 | 49.9
13 | 11 | 12:00 | 48.13 | 12:00 | 47.89
14 | 11 | 13:00 | 48.42 | 13:00 | 48.17
15 | 11 | 14:00 | 52.29 | 14:00 | 52.03
16 | 11 | 15:00 | 37.91 | 15:00 | 37.72
17 | 11 | 16:00 | 6.75 | 16:00 | 6.72
18 | 11 | 17:00 | 0 | 17:00 | 0
19 | 11 | 18:00 | 0 | 18:00 | 0
20 | 11 | 19:00 | 0 | 19:00 | 0
21 | 11 | 20:00 | 0 | 20:00 | 0
22 | 11 | 21:00 | 0 | 21:00 | 0
23 | 11 | 22:00 | 0 | 22:00 | 0
24 | 11 | 23:00 | 0 | 23:00 | 0
1 | 11 | 0:00 | 0 | 0:00 | 0
2 | 11 | 1:00 | 0 | 1:00 | 0
3 | 11 | 2:00 | 0 | 2:00 | 0
4 | 11 | 3:00 | 0 | 3:00 | 0
5 | 11 | 4:00 | 0 | 4:00 | 0
6 | 11 | 5:00 | 0 | 5:00 | 0
7 | 11 | 6:00 | 0 | 6:00 | 0
8 | 11 | 7:00 | 10.37 | 7:00 | 10.31
9 | 11 | 8:00 | 48.77 | 8:00 | 48.52
10 | 11 | 9:00 | 67.08 | 9:00 | 66.74
11 | 11 | 10:00 | 65.28 | 10:00 | 64.95
12 | 11 | 11:00 | 62.21 | 11:00 | 61.9
13 | 11 | 12:00 | 63.76 | 12:00 | 63.44
14 | 11 | 13:00 | 63.86 | 13:00 | 63.54
15 | 11 | 14:00 | 63.94 | 14:00 | 63.62
16 | 11 | 15:00 | 44.76 | 15:00 | 44.54
17 | 11 | 16:00 | 8.11 | 16:00 | 8.07
18 | 11 | 17:00 | 0 | 17:00 | 0
19 | 11 | 18:00 | 0 | 18:00 | 0
20 | 11 | 19:00 | 0 | 19:00 | 0
21 | 11 | 20:00 | 0 | 20:00 | 0
22 | 11 | 21:00 | 0 | 21:00 | 0
23 | 11 | 22:00 | 0 | 22:00 | 0
24 | 11 | 23:00 | 0 | 23:00 | 0
1 | 11 | 0:00 | 0 | 0:00 | 0
2 | 11 | 1:00 | 0 | 1:00 | 0
3 | 11 | 2:00 | 0 | 2:00 | 0
4 | 11 | 3:00 | 0 | 3:00 | 0
5 | 11 | 4:00 | 0 | 4:00 | 0
6 | 11 | 5:00 | 0 | 5:00 | 0
7 | 11 | 6:00 | 0 | 6:00 | 0
8 | 11 | 7:00 | 7.89 | 7:00 | 7.85
9 | 11 | 8:00 | 37.43 | 8:00 | 37.24
10 | 11 | 9:00 | 51.58 | 9:00 | 51.33
11 | 11 | 10:00 | 53.21 | 10:00 | 52.95
12 | 11 | 11:00 | 52.22 | 11:00 | 51.96
13 | 11 | 12:00 | 50.48 | 12:00 | 50.23
14 | 11 | 13:00 | 53.61 | 13:00 | 53.34
15 | 11 | 14:00 | 54.11 | 14:00 | 53.84
16 | 11 | 15:00 | 38.63 | 15:00 | 38.44
17 | 11 | 16:00 | 6.74 | 16:00 | 6.7
18 | 11 | 17:00 | 0 | 17:00 | 0
19 | 11 | 18:00 | 0 | 18:00 | 0
20 | 11 | 19:00 | 0 | 19:00 | 0
21 | 11 | 20:00 | 0 | 20:00 | 0
22 | 11 | 21:00 | 0 | 21:00 | 0
23 | 11 | 22:00 | 0 | 22:00 | 0
24 | 11 | 23:00 | 0 | 23:00 | 0
1 | 12 | 0:00 | 0 | 0:00 | 0
2 | 12 | 1:00 | 0 | 1:00 | 0
3 | 12 | 2:00 | 0 | 2:00 | 0
4 | 12 | 3:00 | 0 | 3:00 | 0
5 | 12 | 4:00 | 0 | 4:00 | 0
6 | 12 | 5:00 | 0 | 5:00 | 0
7 | 12 | 6:00 | 0 | 6:00 | 0
8 | 12 | 7:00 | 6.94 | 7:00 | 6.9
9 | 12 | 8:00 | 32.07 | 8:00 | 31.91
10 | 12 | 9:00 | 43.42 | 9:00 | 43.2
11 | 12 | 10:00 | 44.25 | 10:00 | 44.03
12 | 12 | 11:00 | 44.53 | 11:00 | 44.31
13 | 12 | 12:00 | 42.84 | 12:00 | 42.62
14 | 12 | 13:00 | 46.79 | 13:00 | 46.56
15 | 12 | 14:00 | 44.34 | 14:00 | 44.12
16 | 12 | 15:00 | 31.32 | 15:00 | 31.16
17 | 12 | 16:00 | 5.59 | 16:00 | 5.56
18 | 12 | 17:00 | 0 | 17:00 | 0
19 | 12 | 18:00 | 0 | 18:00 | 0
20 | 12 | 19:00 | 0 | 19:00 | 0
21 | 12 | 20:00 | 0 | 20:00 | 0
22 | 12 | 21:00 | 0 | 21:00 | 0
23 | 12 | 22:00 | 0 | 22:00 | 0
24 | 12 | 23:00 | 0 | 23:00 | 0
1 | 12 | 0:00 | 0 | 0:00 | 0
2 | 12 | 1:00 | 0 | 1:00 | 0
3 | 12 | 2:00 | 0 | 2:00 | 0
4 | 12 | 3:00 | 0 | 3:00 | 0
5 | 12 | 4:00 | 0 | 4:00 | 0
6 | 12 | 5:00 | 0 | 5:00 | 0
7 | 12 | 6:00 | 0 | 6:00 | 0
8 | 12 | 7:00 | 6.45 | 7:00 | 6.42
9 | 12 | 8:00 | 34.53 | 8:00 | 34.36
10 | 12 | 9:00 | 46.26 | 9:00 | 46.03
11 | 12 | 10:00 | 45.48 | 10:00 | 45.25
12 | 12 | 11:00 | 45.44 | 11:00 | 45.21
13 | 12 | 12:00 | 44.59 | 12:00 | 44.36
14 | 12 | 13:00 | 48.29 | 13:00 | 48.05
15 | 12 | 14:00 | 48.63 | 14:00 | 48.39
16 | 12 | 15:00 | 33.98 | 15:00 | 33.81
17 | 12 | 16:00 | 5.93 | 16:00 | 5.9
18 | 12 | 17:00 | 0 | 17:00 | 0
19 | 12 | 18:00 | 0 | 18:00 | 0
20 | 12 | 19:00 | 0 | 19:00 | 0
21 | 12 | 20:00 | 0 | 20:00 | 0
22 | 12 | 21:00 | 0 | 21:00 | 0
23 | 12 | 22:00 | 0 | 22:00 | 0
24 | 12 | 23:00 | 0 | 23:00 | 0
1 | 12 | 0:00 | 0 | 0:00 | 0
2 | 12 | 1:00 | 0 | 1:00 | 0
3 | 12 | 2:00 | 0 | 2:00 | 0
4 | 12 | 3:00 | 0 | 3:00 | 0
5 | 12 | 4:00 | 0 | 4:00 | 0
6 | 12 | 5:00 | 0 | 5:00 | 0
7 | 12 | 6:00 | 0 | 6:00 | 0
8 | 12 | 7:00 | 7.02 | 7:00 | 6.98
9 | 12 | 8:00 | 37.52 | 8:00 | 37.33
10 | 12 | 9:00 | 49.9 | 9:00 | 49.66
11 | 12 | 10:00 | 48.08 | 10:00 | 47.83
12 | 12 | 11:00 | 47.38 | 11:00 | 47.15
13 | 12 | 12:00 | 47.27 | 12:00 | 47.04
14 | 12 | 13:00 | 48.02 | 13:00 | 47.78
15 | 12 | 14:00 | 48.48 | 14:00 | 48.24
16 | 12 | 15:00 | 35.9 | 15:00 | 35.72
17 | 12 | 16:00 | 5.98 | 16:00 | 5.95
18 | 12 | 17:00 | 0 | 17:00 | 0
19 | 12 | 18:00 | 0 | 18:00 | 0
20 | 12 | 19:00 | 0 | 19:00 | 0
21 | 12 | 20:00 | 0 | 20:00 | 0
22 | 12 | 21:00 | 0 | 21:00 | 0
23 | 12 | 22:00 | 0 | 22:00 | 0
24 | 12 | 23:00 | 0 | 23:00 | 0
1 | 12 | 0:00 | 0 | 0:00 | 0
2 | 12 | 1:00 | 0 | 1:00 | 0
3 | 12 | 2:00 | 0 | 2:00 | 0
4 | 12 | 3:00 | 0 | 3:00 | 0
5 | 12 | 4:00 | 0 | 4:00 | 0
6 | 12 | 5:00 | 0 | 5:00 | 0
7 | 12 | 6:00 | 0 | 6:00 | 0
8 | 12 | 7:00 | 7 | 7:00 | 6.97
9 | 12 | 8:00 | 34.22 | 8:00 | 34.05
10 | 12 | 9:00 | 45.16 | 9:00 | 44.93
11 | 12 | 10:00 | 47.2 | 10:00 | 46.96
12 | 12 | 11:00 | 47.62 | 11:00 | 47.38
13 | 12 | 12:00 | 46.28 | 12:00 | 46.05
14 | 12 | 13:00 | 48.5 | 13:00 | 48.26
15 | 12 | 14:00 | 53.34 | 14:00 | 53.07
16 | 12 | 15:00 | 37.59 | 15:00 | 37.4
17 | 12 | 16:00 | 6.22 | 16:00 | 6.19
18 | 12 | 17:00 | 0 | 17:00 | 0
19 | 12 | 18:00 | 0 | 18:00 | 0
20 | 12 | 19:00 | 0 | 19:00 | 0
21 | 12 | 20:00 | 0 | 20:00 | 0
22 | 12 | 21:00 | 0 | 21:00 | 0
23 | 12 | 22:00 | 0 | 22:00 | 0
24 | 12 | 23:00 | 0 | 23:00 | 0
1 | 12 | 0:00 | 0 | 0:00 | 0
2 | 12 | 1:00 | 0 | 1:00 | 0
3 | 12 | 2:00 | 0 | 2:00 | 0
4 | 12 | 3:00 | 0 | 3:00 | 0
5 | 12 | 4:00 | 0 | 4:00 | 0
6 | 12 | 5:00 | 0 | 5:00 | 0
7 | 12 | 6:00 | 0 | 6:00 | 0
8 | 12 | 7:00 | 7.26 | 7:00 | 7.22
9 | 12 | 8:00 | 41.39 | 8:00 | 41.18
10 | 12 | 9:00 | 60.26 | 9:00 | 59.96
11 | 12 | 10:00 | 60.46 | 10:00 | 60.16
12 | 12 | 11:00 | 57.22 | 11:00 | 56.94
13 | 12 | 12:00 | 56.86 | 12:00 | 56.58
14 | 12 | 13:00 | 58.81 | 13:00 | 58.52
15 | 12 | 14:00 | 62.1 | 14:00 | 61.79
16 | 12 | 15:00 | 44.7 | 15:00 | 44.48
17 | 12 | 16:00 | 7.41 | 16:00 | 7.37
18 | 12 | 17:00 | 0 | 17:00 | 0
19 | 12 | 18:00 | 0 | 18:00 | 0
20 | 12 | 19:00 | 0 | 19:00 | 0
21 | 12 | 20:00 | 0 | 20:00 | 0
22 | 12 | 21:00 | 0 | 21:00 | 0
23 | 12 | 22:00 | 0 | 22:00 | 0
24 | 12 | 23:00 | 0 | 23:00 | 0
1 | 12 | 0:00 | 0 | 0:00 | 0
2 | 12 | 1:00 | 0 | 1:00 | 0
3 | 12 | 2:00 | 0 | 2:00 | 0
4 | 12 | 3:00 | 0 | 3:00 | 0
5 | 12 | 4:00 | 0 | 4:00 | 0
6 | 12 | 5:00 | 0 | 5:00 | 0
7 | 12 | 6:00 | 0 | 6:00 | 0
8 | 12 | 7:00 | 5.27 | 7:00 | 5.25
9 | 12 | 8:00 | 30.66 | 8:00 | 30.5
10 | 12 | 9:00 | 45.03 | 9:00 | 44.8
11 | 12 | 10:00 | 48.96 | 10:00 | 48.72
12 | 12 | 11:00 | 48.21 | 11:00 | 47.97
13 | 12 | 12:00 | 46.54 | 12:00 | 46.31
14 | 12 | 13:00 | 46.97 | 13:00 | 46.73
15 | 12 | 14:00 | 45.78 | 14:00 | 45.55
16 | 12 | 15:00 | 34.19 | 15:00 | 34.02
17 | 12 | 16:00 | 5.61 | 16:00 | 5.58
18 | 12 | 17:00 | 0 | 17:00 | 0
19 | 12 | 18:00 | 0 | 18:00 | 0
20 | 12 | 19:00 | 0 | 19:00 | 0
21 | 12 | 20:00 | 0 | 20:00 | 0
22 | 12 | 21:00 | 0 | 21:00 | 0
23 | 12 | 22:00 | 0 | 22:00 | 0
24 | 12 | 23:00 | 0 | 23:00 | 0
1 | 12 | 0:00 | 0 | 0:00 | 0
2 | 12 | 1:00 | 0 | 1:00 | 0
3 | 12 | 2:00 | 0 | 2:00 | 0
4 | 12 | 3:00 | 0 | 3:00 | 0
5 | 12 | 4:00 | 0 | 4:00 | 0
6 | 12 | 5:00 | 0 | 5:00 | 0
7 | 12 | 6:00 | 0 | 6:00 | 0
8 | 12 | 7:00 | 6.45 | 7:00 | 6.42
9 | 12 | 8:00 | 37.75 | 8:00 | 37.57
10 | 12 | 9:00 | 51.78 | 9:00 | 51.53
11 | 12 | 10:00 | 51.98 | 10:00 | 51.72
12 | 12 | 11:00 | 52.28 | 11:00 | 52.02
13 | 12 | 12:00 | 50.54 | 12:00 | 50.28
14 | 12 | 13:00 | 46.25 | 13:00 | 46.02
15 | 12 | 14:00 | 43.46 | 14:00 | 43.24
16 | 12 | 15:00 | 32.04 | 15:00 | 31.88
17 | 12 | 16:00 | 5.34 | 16:00 | 5.32
18 | 12 | 17:00 | 0 | 17:00 | 0
19 | 12 | 18:00 | 0 | 18:00 | 0
20 | 12 | 19:00 | 0 | 19:00 | 0
21 | 12 | 20:00 | 0 | 20:00 | 0
22 | 12 | 21:00 | 0 | 21:00 | 0
23 | 12 | 22:00 | 0 | 22:00 | 0
24 | 12 | 23:00 | 0 | 23:00 | 0
1 | 12 | 0:00 | 0 | 0:00 | 0
2 | 12 | 1:00 | 0 | 1:00 | 0
3 | 12 | 2:00 | 0 | 2:00 | 0
4 | 12 | 3:00 | 0 | 3:00 | 0
5 | 12 | 4:00 | 0 | 4:00 | 0
6 | 12 | 5:00 | 0 | 5:00 | 0
7 | 12 | 6:00 | 0 | 6:00 | 0
8 | 12 | 7:00 | 5.88 | 7:00 | 5.85
9 | 12 | 8:00 | 35.25 | 8:00 | 35.08
10 | 12 | 9:00 | 49.18 | 9:00 | 48.94
11 | 12 | 10:00 | 49.32 | 10:00 | 49.07
12 | 12 | 11:00 | 45.71 | 11:00 | 45.48
13 | 12 | 12:00 | 46.92 | 12:00 | 46.69
14 | 12 | 13:00 | 52.1 | 13:00 | 51.84
15 | 12 | 14:00 | 57.88 | 14:00 | 57.59
16 | 12 | 15:00 | 42.08 | 15:00 | 41.87
17 | 12 | 16:00 | 6.74 | 16:00 | 6.71
18 | 12 | 17:00 | 0 | 17:00 | 0
19 | 12 | 18:00 | 0 | 18:00 | 0
20 | 12 | 19:00 | 0 | 19:00 | 0
21 | 12 | 20:00 | 0 | 20:00 | 0
22 | 12 | 21:00 | 0 | 21:00 | 0
23 | 12 | 22:00 | 0 | 22:00 | 0
24 | 12 | 23:00 | 0 | 23:00 | 0
1 | 12 | 0:00 | 0 | 0:00 | 0
2 | 12 | 1:00 | 0 | 1:00 | 0
3 | 12 | 2:00 | 0 | 2:00 | 0
4 | 12 | 3:00 | 0 | 3:00 | 0
5 | 12 | 4:00 | 0 | 4:00 | 0
6 | 12 | 5:00 | 0 | 5:00 | 0
7 | 12 | 6:00 | 0 | 6:00 | 0
8 | 12 | 7:00 | 5.08 | 7:00 | 5.06
9 | 12 | 8:00 | 31.51 | 8:00 | 31.35
10 | 12 | 9:00 | 47.76 | 9:00 | 47.52
11 | 12 | 10:00 | 47.89 | 10:00 | 47.65
12 | 12 | 11:00 | 47.71 | 11:00 | 47.47
13 | 12 | 12:00 | 46.65 | 12:00 | 46.42
14 | 12 | 13:00 | 45.8 | 13:00 | 45.57
15 | 12 | 14:00 | 46.16 | 14:00 | 45.92
16 | 12 | 15:00 | 33.45 | 15:00 | 33.28
17 | 12 | 16:00 | 6.01 | 16:00 | 5.98
18 | 12 | 17:00 | 0 | 17:00 | 0
19 | 12 | 18:00 | 0 | 18:00 | 0
20 | 12 | 19:00 | 0 | 19:00 | 0
21 | 12 | 20:00 | 0 | 20:00 | 0
22 | 12 | 21:00 | 0 | 21:00 | 0
23 | 12 | 22:00 | 0 | 22:00 | 0
24 | 12 | 23:00 | 0 | 23:00 | 0
1 | 12 | 0:00 | 0 | 0:00 | 0
2 | 12 | 1:00 | 0 | 1:00 | 0
3 | 12 | 2:00 | 0 | 2:00 | 0
4 | 12 | 3:00 | 0 | 3:00 | 0
5 | 12 | 4:00 | 0 | 4:00 | 0
6 | 12 | 5:00 | 0 | 5:00 | 0
7 | 12 | 6:00 | 0 | 6:00 | 0
8 | 12 | 7:00 | 5.37 | 7:00 | 5.34
9 | 12 | 8:00 | 31.5 | 8:00 | 31.34
10 | 12 | 9:00 | 48.47 | 9:00 | 48.23
11 | 12 | 10:00 | 52.66 | 10:00 | 52.4
12 | 12 | 11:00 | 53.61 | 11:00 | 53.34
13 | 12 | 12:00 | 52.69 | 12:00 | 52.43
14 | 12 | 13:00 | 54.79 | 13:00 | 54.51
15 | 12 | 14:00 | 54.53 | 14:00 | 54.25
16 | 12 | 15:00 | 37.91 | 15:00 | 37.72
17 | 12 | 16:00 | 6.73 | 16:00 | 6.69
18 | 12 | 17:00 | 0 | 17:00 | 0
19 | 12 | 18:00 | 0 | 18:00 | 0
20 | 12 | 19:00 | 0 | 19:00 | 0
21 | 12 | 20:00 | 0 | 20:00 | 0
22 | 12 | 21:00 | 0 | 21:00 | 0
23 | 12 | 22:00 | 0 | 22:00 | 0
24 | 12 | 23:00 | 0 | 23:00 | 0
1 | 12 | 0:00 | 0 | 0:00 | 0
2 | 12 | 1:00 | 0 | 1:00 | 0
3 | 12 | 2:00 | 0 | 2:00 | 0
4 | 12 | 3:00 | 0 | 3:00 | 0
5 | 12 | 4:00 | 0 | 4:00 | 0
6 | 12 | 5:00 | 0 | 5:00 | 0
7 | 12 | 6:00 | 0 | 6:00 | 0
8 | 12 | 7:00 | 3.24 | 7:00 | 3.22
9 | 12 | 8:00 | 22.1 | 8:00 | 21.99
10 | 12 | 9:00 | 31.91 | 9:00 | 31.75
11 | 12 | 10:00 | 33.39 | 10:00 | 33.22
12 | 12 | 11:00 | 35.92 | 11:00 | 35.74
13 | 12 | 12:00 | 35.26 | 12:00 | 35.09
14 | 12 | 13:00 | 34.9 | 13:00 | 34.73
15 | 12 | 14:00 | 33.03 | 14:00 | 32.87
16 | 12 | 15:00 | 21.89 | 15:00 | 21.78
17 | 12 | 16:00 | 4.34 | 16:00 | 4.31
18 | 12 | 17:00 | 0 | 17:00 | 0
19 | 12 | 18:00 | 0 | 18:00 | 0
20 | 12 | 19:00 | 0 | 19:00 | 0
21 | 12 | 20:00 | 0 | 20:00 | 0
22 | 12 | 21:00 | 0 | 21:00 | 0
23 | 12 | 22:00 | 0 | 22:00 | 0
24 | 12 | 23:00 | 0 | 23:00 | 0
1 | 12 | 0:00 | 0 | 0:00 | 0
2 | 12 | 1:00 | 0 | 1:00 | 0
3 | 12 | 2:00 | 0 | 2:00 | 0
4 | 12 | 3:00 | 0 | 3:00 | 0
5 | 12 | 4:00 | 0 | 4:00 | 0
6 | 12 | 5:00 | 0 | 5:00 | 0
7 | 12 | 6:00 | 0 | 6:00 | 0
8 | 12 | 7:00 | 3.97 | 7:00 | 3.95
9 | 12 | 8:00 | 27.51 | 8:00 | 27.37
10 | 12 | 9:00 | 45.9 | 9:00 | 45.67
11 | 12 | 10:00 | 44.71 | 10:00 | 44.49
12 | 12 | 11:00 | 47.6 | 11:00 | 47.36
13 | 12 | 12:00 | 47.14 | 12:00 | 46.91
14 | 12 | 13:00 | 44.74 | 13:00 | 44.52
15 | 12 | 14:00 | 45 | 14:00 | 44.77
16 | 12 | 15:00 | 33.56 | 15:00 | 33.39
17 | 12 | 16:00 | 6.21 | 16:00 | 6.18
18 | 12 | 17:00 | 0 | 17:00 | 0
19 | 12 | 18:00 | 0 | 18:00 | 0
20 | 12 | 19:00 | 0 | 19:00 | 0
21 | 12 | 20:00 | 0 | 20:00 | 0
22 | 12 | 21:00 | 0 | 21:00 | 0
23 | 12 | 22:00 | 0 | 22:00 | 0
24 | 12 | 23:00 | 0 | 23:00 | 0
1 | 12 | 0:00 | 0 | 0:00 | 0
2 | 12 | 1:00 | 0 | 1:00 | 0
3 | 12 | 2:00 | 0 | 2:00 | 0
4 | 12 | 3:00 | 0 | 3:00 | 0
5 | 12 | 4:00 | 0 | 4:00 | 0
6 | 12 | 5:00 | 0 | 5:00 | 0
7 | 12 | 6:00 | 0 | 6:00 | 0
8 | 12 | 7:00 | 4.12 | 7:00 | 4.1
9 | 12 | 8:00 | 32.21 | 8:00 | 32.05
10 | 12 | 9:00 | 52.38 | 9:00 | 52.12
11 | 12 | 10:00 | 51.67 | 10:00 | 51.41
12 | 12 | 11:00 | 49.44 | 11:00 | 49.19
13 | 12 | 12:00 | 47.88 | 12:00 | 47.64
14 | 12 | 13:00 | 49.76 | 13:00 | 49.51
15 | 12 | 14:00 | 50.54 | 14:00 | 50.29
16 | 12 | 15:00 | 36.48 | 15:00 | 36.3
17 | 12 | 16:00 | 6.6 | 16:00 | 6.57
18 | 12 | 17:00 | 0 | 17:00 | 0
19 | 12 | 18:00 | 0 | 18:00 | 0
20 | 12 | 19:00 | 0 | 19:00 | 0
21 | 12 | 20:00 | 0 | 20:00 | 0
22 | 12 | 21:00 | 0 | 21:00 | 0
23 | 12 | 22:00 | 0 | 22:00 | 0
24 | 12 | 23:00 | 0 | 23:00 | 0
1 | 12 | 0:00 | 0 | 0:00 | 0
2 | 12 | 1:00 | 0 | 1:00 | 0
3 | 12 | 2:00 | 0 | 2:00 | 0
4 | 12 | 3:00 | 0 | 3:00 | 0
5 | 12 | 4:00 | 0 | 4:00 | 0
6 | 12 | 5:00 | 0 | 5:00 | 0
7 | 12 | 6:00 | 0 | 6:00 | 0
8 | 12 | 7:00 | 3 | 7:00 | 2.98
9 | 12 | 8:00 | 21.13 | 8:00 | 21.02
10 | 12 | 9:00 | 35.3 | 9:00 | 35.12
11 | 12 | 10:00 | 36.28 | 10:00 | 36.1
12 | 12 | 11:00 | 37.79 | 11:00 | 37.6
13 | 12 | 12:00 | 37.93 | 12:00 | 37.74
14 | 12 | 13:00 | 39.14 | 13:00 | 38.94
15 | 12 | 14:00 | 40.61 | 14:00 | 40.41
16 | 12 | 15:00 | 28.27 | 15:00 | 28.13
17 | 12 | 16:00 | 5.14 | 16:00 | 5.12
18 | 12 | 17:00 | 0 | 17:00 | 0
19 | 12 | 18:00 | 0 | 18:00 | 0
20 | 12 | 19:00 | 0 | 19:00 | 0
21 | 12 | 20:00 | 0 | 20:00 | 0
22 | 12 | 21:00 | 0 | 21:00 | 0
23 | 12 | 22:00 | 0 | 22:00 | 0
24 | 12 | 23:00 | 0 | 23:00 | 0
1 | 12 | 0:00 | 0 | 0:00 | 0
2 | 12 | 1:00 | 0 | 1:00 | 0
3 | 12 | 2:00 | 0 | 2:00 | 0
4 | 12 | 3:00 | 0 | 3:00 | 0
5 | 12 | 4:00 | 0 | 4:00 | 0
6 | 12 | 5:00 | 0 | 5:00 | 0
7 | 12 | 6:00 | 0 | 6:00 | 0
8 | 12 | 7:00 | 4.53 | 7:00 | 4.51
9 | 12 | 8:00 | 32.38 | 8:00 | 32.22
10 | 12 | 9:00 | 50.25 | 9:00 | 50
11 | 12 | 10:00 | 52.83 | 10:00 | 52.56
12 | 12 | 11:00 | 50.61 | 11:00 | 50.35
13 | 12 | 12:00 | 50.12 | 12:00 | 49.87
14 | 12 | 13:00 | 52.98 | 13:00 | 52.72
15 | 12 | 14:00 | 51.54 | 14:00 | 51.29
16 | 12 | 15:00 | 36.63 | 15:00 | 36.45
17 | 12 | 16:00 | 7.03 | 16:00 | 7
18 | 12 | 17:00 | 0 | 17:00 | 0
19 | 12 | 18:00 | 0 | 18:00 | 0
20 | 12 | 19:00 | 0 | 19:00 | 0
21 | 12 | 20:00 | 0 | 20:00 | 0
22 | 12 | 21:00 | 0 | 21:00 | 0
23 | 12 | 22:00 | 0 | 22:00 | 0
24 | 12 | 23:00 | 0 | 23:00 | 0
1 | 12 | 0:00 | 0 | 0:00 | 0
2 | 12 | 1:00 | 0 | 1:00 | 0
3 | 12 | 2:00 | 0 | 2:00 | 0
4 | 12 | 3:00 | 0 | 3:00 | 0
5 | 12 | 4:00 | 0 | 4:00 | 0
6 | 12 | 5:00 | 0 | 5:00 | 0
7 | 12 | 6:00 | 0 | 6:00 | 0
8 | 12 | 7:00 | 4.38 | 7:00 | 4.36
9 | 12 | 8:00 | 36.49 | 8:00 | 36.3
10 | 12 | 9:00 | 54.37 | 9:00 | 54.1
11 | 12 | 10:00 | 51 | 10:00 | 50.75
12 | 12 | 11:00 | 49.16 | 11:00 | 48.92
13 | 12 | 12:00 | 50.15 | 12:00 | 49.89
14 | 12 | 13:00 | 50.93 | 13:00 | 50.67
15 | 12 | 14:00 | 53.63 | 14:00 | 53.36
16 | 12 | 15:00 | 36.83 | 15:00 | 36.65
17 | 12 | 16:00 | 7.12 | 16:00 | 7.08
18 | 12 | 17:00 | 0 | 17:00 | 0
19 | 12 | 18:00 | 0 | 18:00 | 0
20 | 12 | 19:00 | 0 | 19:00 | 0
21 | 12 | 20:00 | 0 | 20:00 | 0
22 | 12 | 21:00 | 0 | 21:00 | 0
23 | 12 | 22:00 | 0 | 22:00 | 0
24 | 12 | 23:00 | 0 | 23:00 | 0
1 | 12 | 0:00 | 0 | 0:00 | 0
2 | 12 | 1:00 | 0 | 1:00 | 0
3 | 12 | 2:00 | 0 | 2:00 | 0
4 | 12 | 3:00 | 0 | 3:00 | 0
5 | 12 | 4:00 | 0 | 4:00 | 0
6 | 12 | 5:00 | 0 | 5:00 | 0
7 | 12 | 6:00 | 0 | 6:00 | 0
8 | 12 | 7:00 | 4.28 | 7:00 | 4.26
9 | 12 | 8:00 | 30.32 | 8:00 | 30.17
10 | 12 | 9:00 | 47.8 | 9:00 | 47.56
11 | 12 | 10:00 | 49.87 | 10:00 | 49.62
12 | 12 | 11:00 | 51.54 | 11:00 | 51.29
13 | 12 | 12:00 | 54.97 | 12:00 | 54.7
14 | 12 | 13:00 | 55.96 | 13:00 | 55.68
15 | 12 | 14:00 | 54.22 | 14:00 | 53.95
16 | 12 | 15:00 | 39 | 15:00 | 38.81
17 | 12 | 16:00 | 7.05 | 16:00 | 7.02
18 | 12 | 17:00 | 0 | 17:00 | 0
19 | 12 | 18:00 | 0 | 18:00 | 0
20 | 12 | 19:00 | 0 | 19:00 | 0
21 | 12 | 20:00 | 0 | 20:00 | 0
22 | 12 | 21:00 | 0 | 21:00 | 0
23 | 12 | 22:00 | 0 | 22:00 | 0
24 | 12 | 23:00 | 0 | 23:00 | 0
1 | 12 | 0:00 | 0 | 0:00 | 0
2 | 12 | 1:00 | 0 | 1:00 | 0
3 | 12 | 2:00 | 0 | 2:00 | 0
4 | 12 | 3:00 | 0 | 3:00 | 0
5 | 12 | 4:00 | 0 | 4:00 | 0
6 | 12 | 5:00 | 0 | 5:00 | 0
7 | 12 | 6:00 | 0 | 6:00 | 0
8 | 12 | 7:00 | 3.12 | 7:00 | 3.11
9 | 12 | 8:00 | 25.64 | 8:00 | 25.51
10 | 12 | 9:00 | 43.2 | 9:00 | 42.98
11 | 12 | 10:00 | 46.49 | 10:00 | 46.25
12 | 12 | 11:00 | 46.67 | 11:00 | 46.44
13 | 12 | 12:00 | 44.03 | 12:00 | 43.81
14 | 12 | 13:00 | 40.4 | 13:00 | 40.2
15 | 12 | 14:00 | 39.03 | 14:00 | 38.83
16 | 12 | 15:00 | 32.2 | 15:00 | 32.04
17 | 12 | 16:00 | 6.25 | 16:00 | 6.22
18 | 12 | 17:00 | 0 | 17:00 | 0
19 | 12 | 18:00 | 0 | 18:00 | 0
20 | 12 | 19:00 | 0 | 19:00 | 0
21 | 12 | 20:00 | 0 | 20:00 | 0
22 | 12 | 21:00 | 0 | 21:00 | 0
23 | 12 | 22:00 | 0 | 22:00 | 0
24 | 12 | 23:00 | 0 | 23:00 | 0
1 | 12 | 0:00 | 0 | 0:00 | 0
2 | 12 | 1:00 | 0 | 1:00 | 0
3 | 12 | 2:00 | 0 | 2:00 | 0
4 | 12 | 3:00 | 0 | 3:00 | 0
5 | 12 | 4:00 | 0 | 4:00 | 0
6 | 12 | 5:00 | 0 | 5:00 | 0
7 | 12 | 6:00 | 0 | 6:00 | 0
8 | 12 | 7:00 | 4.35 | 7:00 | 4.33
9 | 12 | 8:00 | 33.16 | 8:00 | 32.99
10 | 12 | 9:00 | 47.05 | 9:00 | 46.82
11 | 12 | 10:00 | 49.18 | 10:00 | 48.94
12 | 12 | 11:00 | 49.76 | 11:00 | 49.52
13 | 12 | 12:00 | 48.16 | 12:00 | 47.92
14 | 12 | 13:00 | 50.65 | 13:00 | 50.4
15 | 12 | 14:00 | 52.12 | 14:00 | 51.86
16 | 12 | 15:00 | 37.27 | 15:00 | 37.08
17 | 12 | 16:00 | 7.27 | 16:00 | 7.24
18 | 12 | 17:00 | 0 | 17:00 | 0
19 | 12 | 18:00 | 0 | 18:00 | 0
20 | 12 | 19:00 | 0 | 19:00 | 0
21 | 12 | 20:00 | 0 | 20:00 | 0
22 | 12 | 21:00 | 0 | 21:00 | 0
23 | 12 | 22:00 | 0 | 22:00 | 0
24 | 12 | 23:00 | 0 | 23:00 | 0
1 | 12 | 0:00 | 0 | 0:00 | 0
2 | 12 | 1:00 | 0 | 1:00 | 0
3 | 12 | 2:00 | 0 | 2:00 | 0
4 | 12 | 3:00 | 0 | 3:00 | 0
5 | 12 | 4:00 | 0 | 4:00 | 0
6 | 12 | 5:00 | 0 | 5:00 | 0
7 | 12 | 6:00 | 0 | 6:00 | 0
8 | 12 | 7:00 | 3.73 | 7:00 | 3.71
9 | 12 | 8:00 | 31.73 | 8:00 | 31.57
10 | 12 | 9:00 | 50.92 | 9:00 | 50.66
11 | 12 | 10:00 | 49.97 | 10:00 | 49.72
12 | 12 | 11:00 | 46.34 | 11:00 | 46.11
13 | 12 | 12:00 | 43.86 | 12:00 | 43.65
14 | 12 | 13:00 | 46.87 | 13:00 | 46.64
15 | 12 | 14:00 | 50.6 | 14:00 | 50.35
16 | 12 | 15:00 | 37.84 | 15:00 | 37.65
17 | 12 | 16:00 | 7.28 | 16:00 | 7.24
18 | 12 | 17:00 | 0 | 17:00 | 0
19 | 12 | 18:00 | 0 | 18:00 | 0
20 | 12 | 19:00 | 0 | 19:00 | 0
21 | 12 | 20:00 | 0 | 20:00 | 0
22 | 12 | 21:00 | 0 | 21:00 | 0
23 | 12 | 22:00 | 0 | 22:00 | 0
24 | 12 | 23:00 | 0 | 23:00 | 0
1 | 12 | 0:00 | 0 | 0:00 | 0
2 | 12 | 1:00 | 0 | 1:00 | 0
3 | 12 | 2:00 | 0 | 2:00 | 0
4 | 12 | 3:00 | 0 | 3:00 | 0
5 | 12 | 4:00 | 0 | 4:00 | 0
6 | 12 | 5:00 | 0 | 5:00 | 0
7 | 12 | 6:00 | 0 | 6:00 | 0
8 | 12 | 7:00 | 2.97 | 7:00 | 2.95
9 | 12 | 8:00 | 25.81 | 8:00 | 25.68
10 | 12 | 9:00 | 36.33 | 9:00 | 36.15
11 | 12 | 10:00 | 36.17 | 10:00 | 35.98
12 | 12 | 11:00 | 37.39 | 11:00 | 37.2
13 | 12 | 12:00 | 38.03 | 12:00 | 37.84
14 | 12 | 13:00 | 42.32 | 13:00 | 42.11
15 | 12 | 14:00 | 44.67 | 14:00 | 44.45
16 | 12 | 15:00 | 34.03 | 15:00 | 33.86
17 | 12 | 16:00 | 6.93 | 16:00 | 6.9
18 | 12 | 17:00 | 0 | 17:00 | 0
19 | 12 | 18:00 | 0 | 18:00 | 0
20 | 12 | 19:00 | 0 | 19:00 | 0
21 | 12 | 20:00 | 0 | 20:00 | 0
22 | 12 | 21:00 | 0 | 21:00 | 0
23 | 12 | 22:00 | 0 | 22:00 | 0
24 | 12 | 23:00 | 0 | 23:00 | 0
1 | 12 | 0:00 | 0 | 0:00 | 0
2 | 12 | 1:00 | 0 | 1:00 | 0
3 | 12 | 2:00 | 0 | 2:00 | 0
4 | 12 | 3:00 | 0 | 3:00 | 0
5 | 12 | 4:00 | 0 | 4:00 | 0
6 | 12 | 5:00 | 0 | 5:00 | 0
7 | 12 | 6:00 | 0 | 6:00 | 0
8 | 12 | 7:00 | 4.04 | 7:00 | 4.02
9 | 12 | 8:00 | 34.75 | 8:00 | 34.58
10 | 12 | 9:00 | 55.08 | 9:00 | 54.8
11 | 12 | 10:00 | 53.9 | 10:00 | 53.63
12 | 12 | 11:00 | 52.7 | 11:00 | 52.43
13 | 12 | 12:00 | 49.57 | 12:00 | 49.32
14 | 12 | 13:00 | 51.28 | 13:00 | 51.02
15 | 12 | 14:00 | 49.03 | 14:00 | 48.78
16 | 12 | 15:00 | 36.52 | 15:00 | 36.34
17 | 12 | 16:00 | 7.66 | 16:00 | 7.62
18 | 12 | 17:00 | 0 | 17:00 | 0
19 | 12 | 18:00 | 0 | 18:00 | 0
20 | 12 | 19:00 | 0 | 19:00 | 0
21 | 12 | 20:00 | 0 | 20:00 | 0
22 | 12 | 21:00 | 0 | 21:00 | 0
23 | 12 | 22:00 | 0 | 22:00 | 0
24 | 12 | 23:00 | 0 | 23:00 | 0
1 | 12 | 0:00 | 0 | 0:00 | 0
2 | 12 | 1:00 | 0 | 1:00 | 0
3 | 12 | 2:00 | 0 | 2:00 | 0
4 | 12 | 3:00 | 0 | 3:00 | 0
5 | 12 | 4:00 | 0 | 4:00 | 0
6 | 12 | 5:00 | 0 | 5:00 | 0
7 | 12 | 6:00 | 0 | 6:00 | 0
8 | 12 | 7:00 | 3.58 | 7:00 | 3.56
9 | 12 | 8:00 | 30.56 | 8:00 | 30.41
10 | 12 | 9:00 | 50.33 | 9:00 | 50.08
11 | 12 | 10:00 | 53.96 | 10:00 | 53.69
12 | 12 | 11:00 | 52.63 | 11:00 | 52.37
13 | 12 | 12:00 | 49.53 | 12:00 | 49.28
14 | 12 | 13:00 | 53.32 | 13:00 | 53.05
15 | 12 | 14:00 | 58.93 | 14:00 | 58.64
16 | 12 | 15:00 | 41.23 | 15:00 | 41.02
17 | 12 | 16:00 | 8.48 | 16:00 | 8.44
18 | 12 | 17:00 | 0 | 17:00 | 0
19 | 12 | 18:00 | 0 | 18:00 | 0
20 | 12 | 19:00 | 0 | 19:00 | 0
21 | 12 | 20:00 | 0 | 20:00 | 0
22 | 12 | 21:00 | 0 | 21:00 | 0
23 | 12 | 22:00 | 0 | 22:00 | 0
24 | 12 | 23:00 | 0 | 23:00 | 0
1 | 12 | 0:00 | 0 | 0:00 | 0
2 | 12 | 1:00 | 0 | 1:00 | 0
3 | 12 | 2:00 | 0 | 2:00 | 0
4 | 12 | 3:00 | 0 | 3:00 | 0
5 | 12 | 4:00 | 0 | 4:00 | 0
6 | 12 | 5:00 | 0 | 5:00 | 0
7 | 12 | 6:00 | 0 | 6:00 | 0
8 | 12 | 7:00 | 3.26 | 7:00 | 3.25
9 | 12 | 8:00 | 29.72 | 8:00 | 29.57
10 | 12 | 9:00 | 50.05 | 9:00 | 49.8
11 | 12 | 10:00 | 49.98 | 10:00 | 49.73
12 | 12 | 11:00 | 47.97 | 11:00 | 47.73
13 | 12 | 12:00 | 46.57 | 12:00 | 46.34
14 | 12 | 13:00 | 49.38 | 13:00 | 49.14
15 | 12 | 14:00 | 47.36 | 14:00 | 47.12
16 | 12 | 15:00 | 37.7 | 15:00 | 37.51
17 | 12 | 16:00 | 8.25 | 16:00 | 8.21
18 | 12 | 17:00 | 0 | 17:00 | 0
19 | 12 | 18:00 | 0 | 18:00 | 0
20 | 12 | 19:00 | 0 | 19:00 | 0
21 | 12 | 20:00 | 0 | 20:00 | 0
22 | 12 | 21:00 | 0 | 21:00 | 0
23 | 12 | 22:00 | 0 | 22:00 | 0
24 | 12 | 23:00 | 0 | 23:00 | 0
1 | 12 | 0:00 | 0 | 0:00 | 0
2 | 12 | 1:00 | 0 | 1:00 | 0
3 | 12 | 2:00 | 0 | 2:00 | 0
4 | 12 | 3:00 | 0 | 3:00 | 0
5 | 12 | 4:00 | 0 | 4:00 | 0
6 | 12 | 5:00 | 0 | 5:00 | 0
7 | 12 | 6:00 | 0 | 6:00 | 0
8 | 12 | 7:00 | 3.71 | 7:00 | 3.69
9 | 12 | 8:00 | 33.78 | 8:00 | 33.61
10 | 12 | 9:00 | 50.84 | 9:00 | 50.58
11 | 12 | 10:00 | 49.06 | 10:00 | 48.82
12 | 12 | 11:00 | 48.55 | 11:00 | 48.31
13 | 12 | 12:00 | 48.17 | 12:00 | 47.93
14 | 12 | 13:00 | 51.09 | 13:00 | 50.84
15 | 12 | 14:00 | 50.75 | 14:00 | 50.5
16 | 12 | 15:00 | 35.23 | 15:00 | 35.06
17 | 12 | 16:00 | 7.86 | 16:00 | 7.82
18 | 12 | 17:00 | 0 | 17:00 | 0
19 | 12 | 18:00 | 0 | 18:00 | 0
20 | 12 | 19:00 | 0 | 19:00 | 0
21 | 12 | 20:00 | 0 | 20:00 | 0
22 | 12 | 21:00 | 0 | 21:00 | 0
23 | 12 | 22:00 | 0 | 22:00 | 0
24 | 12 | 23:00 | 0 | 23:00 | 0
1 | 12 | 0:00 | 0 | 0:00 | 0
2 | 12 | 1:00 | 0 | 1:00 | 0
3 | 12 | 2:00 | 0 | 2:00 | 0
4 | 12 | 3:00 | 0 | 3:00 | 0
5 | 12 | 4:00 | 0 | 4:00 | 0
6 | 12 | 5:00 | 0 | 5:00 | 0
7 | 12 | 6:00 | 0 | 6:00 | 0
8 | 12 | 7:00 | 2.74 | 7:00 | 2.73
9 | 12 | 8:00 | 28.4 | 8:00 | 28.26
10 | 12 | 9:00 | 46.4 | 9:00 | 46.16
11 | 12 | 10:00 | 46.21 | 10:00 | 45.98
12 | 12 | 11:00 | 46.61 | 11:00 | 46.38
13 | 12 | 12:00 | 43.69 | 12:00 | 43.47
14 | 12 | 13:00 | 42.99 | 13:00 | 42.77
15 | 12 | 14:00 | 47.64 | 14:00 | 47.41
16 | 12 | 15:00 | 37.79 | 15:00 | 37.6
17 | 12 | 16:00 | 8.93 | 16:00 | 8.89
18 | 12 | 17:00 | 0 | 17:00 | 0
19 | 12 | 18:00 | 0 | 18:00 | 0
20 | 12 | 19:00 | 0 | 19:00 | 0
21 | 12 | 20:00 | 0 | 20:00 | 0
22 | 12 | 21:00 | 0 | 21:00 | 0
23 | 12 | 22:00 | 0 | 22:00 | 0
24 | 12 | 23:00 | 0 | 23:00 | 0
1 | 12 | 0:00 | 0 | 0:00 | 0
2 | 12 | 1:00 | 0 | 1:00 | 0
3 | 12 | 2:00 | 0 | 2:00 | 0
4 | 12 | 3:00 | 0 | 3:00 | 0
5 | 12 | 4:00 | 0 | 4:00 | 0
6 | 12 | 5:00 | 0 | 5:00 | 0
7 | 12 | 6:00 | 0 | 6:00 | 0
8 | 12 | 7:00 | 3.62 | 7:00 | 3.6
9 | 12 | 8:00 | 34 | 8:00 | 33.83
10 | 12 | 9:00 | 55.02 | 9:00 | 54.75
11 | 12 | 10:00 | 58.3 | 10:00 | 58.01
12 | 12 | 11:00 | 57.39 | 11:00 | 57.11
13 | 12 | 12:00 | 56.72 | 12:00 | 56.44
14 | 12 | 13:00 | 56.1 | 13:00 | 55.82
15 | 12 | 14:00 | 56.27 | 14:00 | 55.99
16 | 12 | 15:00 | 43.37 | 15:00 | 43.15
17 | 12 | 16:00 | 10.02 | 16:00 | 9.97
18 | 12 | 17:00 | 0 | 17:00 | 0
19 | 12 | 18:00 | 0 | 18:00 | 0
20 | 12 | 19:00 | 0 | 19:00 | 0
21 | 12 | 20:00 | 0 | 20:00 | 0
22 | 12 | 21:00 | 0 | 21:00 | 0
23 | 12 | 22:00 | 0 | 22:00 | 0
24 | 12 | 23:00 | 0 | 23:00 | 0
1 | 12 | 0:00 | 0 | 0:00 | 0
2 | 12 | 1:00 | 0 | 1:00 | 0
3 | 12 | 2:00 | 0 | 2:00 | 0
4 | 12 | 3:00 | 0 | 3:00 | 0
5 | 12 | 4:00 | 0 | 4:00 | 0
6 | 12 | 5:00 | 0 | 5:00 | 0
7 | 12 | 6:00 | 0 | 6:00 | 0
8 | 12 | 7:00 | 3.1 | 7:00 | 3.08
9 | 12 | 8:00 | 26.62 | 8:00 | 26.49
10 | 12 | 9:00 | 46.96 | 9:00 | 46.73
11 | 12 | 10:00 | 46.13 | 10:00 | 45.9
12 | 12 | 11:00 | 44.07 | 11:00 | 43.85
13 | 12 | 12:00 | 44.58 | 12:00 | 44.36
14 | 12 | 13:00 | 46.75 | 13:00 | 46.51
15 | 12 | 14:00 | 49.17 | 14:00 | 48.92
16 | 12 | 15:00 | 41.83 | 15:00 | 41.62
17 | 12 | 16:00 | 9.51 | 16:00 | 9.47
18 | 12 | 17:00 | 0 | 17:00 | 0
19 | 12 | 18:00 | 0 | 18:00 | 0
20 | 12 | 19:00 | 0 | 19:00 | 0
21 | 12 | 20:00 | 0 | 20:00 | 0
22 | 12 | 21:00 | 0 | 21:00 | 0
23 | 12 | 22:00 | 0 | 22:00 | 0
24 | 12 | 23:00 | 0 | 23:00 | 0
1 | 12 | 0:00 | 0 | 0:00 | 0
2 | 12 | 1:00 | 0 | 1:00 | 0
3 | 12 | 2:00 | 0 | 2:00 | 0
4 | 12 | 3:00 | 0 | 3:00 | 0
5 | 12 | 4:00 | 0 | 4:00 | 0
6 | 12 | 5:00 | 0 | 5:00 | 0
7 | 12 | 6:00 | 0 | 6:00 | 0
8 | 12 | 7:00 | 3.31 | 7:00 | 3.29
9 | 12 | 8:00 | 31.57 | 8:00 | 31.41
10 | 12 | 9:00 | 48.48 | 9:00 | 48.24
11 | 12 | 10:00 | 50.8 | 10:00 | 50.55
12 | 12 | 11:00 | 47.15 | 11:00 | 46.92
13 | 12 | 12:00 | 48.69 | 12:00 | 48.45
14 | 12 | 13:00 | 46.83 | 13:00 | 46.6
15 | 12 | 14:00 | 47.54 | 14:00 | 47.3
16 | 12 | 15:00 | 36.9 | 15:00 | 36.72
17 | 12 | 16:00 | 9.13 | 16:00 | 9.08
18 | 12 | 17:00 | 0 | 17:00 | 0
19 | 12 | 18:00 | 0 | 18:00 | 0
20 | 12 | 19:00 | 0 | 19:00 | 0
21 | 12 | 20:00 | 0 | 20:00 | 0
22 | 12 | 21:00 | 0 | 21:00 | 0
23 | 12 | 22:00 | 0 | 22:00 | 0
24 | 12 | 23:00 | 0 | 23:00 | 0
1 | 12 | 0:00 | 0 | 0:00 | 0